## Cover
Supplementary Material - Job creation during the global energy transition towards 100% renewable power system by 2050 Authors Manish Ram, Arman Aghahosseini, Christian Breyer Lappeenranta University of Technology (LUT) 2018

## Contents
Contents
List of sheets with links | Description
Methodology | The adopted methodology is presented
Employment Factors | The emploement factors adopted for estimation of jobs is listed along with the respective sources
Life Times | Lifetimes of the various power generation and storage technologies during the transition period from 2015 to 2050
Decline Factors | Decline factors based on Capex and Opex for the different power genration and storage technologies during the transition period from 2015 to 2050
PP Efficiencies | Fuel consumption efficiecies of for the different power genration and storage technologies during the transition period from 2015 to 2050
Regional Factors | Labour intensities across the different regions during the transition period from 2015 to 2050
Import-Export Shares | Shares of domestic manufacturing and shares of import from corresponding regions during the transition period from 2015 to 2050
Gross-New Capacity Addition | The different capacity additions during the transition period from 2015 to 2050
Manufacturing Jobs | Manufacturing jobs across the different regions for the different power genration and storage technologies during the transition period from 2015 to 2050
Manufacturing Jobs (Exp) | Manufacting jobs for exports across the different regions for the different power genration and storage technologies during the transition period from 2015 to 2050
C&I Jobs | Construction and Installation jobs across the different regions for the different power genration and storage technologies during the transition period from 2015 to 2050
O&M Jobs | Operation and Maintenance jobs across the different regions for the different power genration and storage technologies during the transition period from 2015 to 2050
Fuel Jobs | Fuel jobs across the different regions for the different power genration and storage technologies during the transition period from 2015 to 2050
Decommissioning Jobs | Decommissioning jobs across the different regions for the different power genration and storage technologies during the transition period from 2015 to 2050
Grid Jobs | Tranmission jobs across the different regions for the different power genration and storage technologies during the transition period from 2015 to 2050
Total Regional Jobs | Total direct energy jobs across the different regions for the different power genration and storage technologies during the transition period from 2015 to 2050
Total Global Jobs | Total direct energy jobs for the different power genration and storage technologies during the transition period from 2015 to 2050 globally

## Methodology
Jobs estimation of the global energy transition 2015 to 2050
Contents
The methodology used for this estimation if the employment factor approach, which allows for the estimation of direct jobs associated with energy geenration technologies. (as in Rutovitz 2015)
There are other methods like the Input/Output method used by IRENA to estimate direct + indirect jobs for renewable industry only. (Breitschopf 2011)
It is obtained using the following formula shown below.
The different kinds of direct jobs are
Manufacturing jobs (Local) | Installed Capacity * EF (Manufacturing)*decline factor of the technology*local manufacturing factor*regional employment multiplier
Manufacturing jobs (Export) | Exported Capacity * EF (Manufacturing)*decline factor of the technology*regional employment multiplier
C&I jobs | Installed Capacity * EF (C&I)*decline factor of the technology*regional multiplier
O&M jobs | Installed Capacity * EF (O&M)*decline factor of the technology*regional multiplier
Fuel | Electricty Generation*EF (Fuel)/Efficiency of technology*regional multiplier
Transmission | Investments in Grids*EF (Grids)*regional multiplier
Decommissioing | Decommisioned Capacity*EF (Decommissioning)*regional employment multiplier
Total direct jobs are a sum of these
|  |  |  | Manufacturing Jobs (Local) | = | Installed Capacity per year | * | Manufacturing EF | * | Decline Factor based on Capex | * | Local Manufacturing Factor | * | Regional Employment Multiplier
|  |  |  | Manufacturing Jobs (Export) | = | Exporteded Capacity per year | * | Manufacturing EF | * | Decline Factor based on Capex | * | Regional Employment Multiplier
|  |  |  | Construction and Installation Jobs | = | Installed Capacity per year | * | Construction and Installation EF | * | Decline Factor based on Capex | * | Regional Employment Multiplier
|  |  |  | Operation and Maintenance Jobs | = | Cummulative Capacity | * | Operation and Maintenance EF | * | Decline Factor based on Opex | * | Regional Employment Multiplier
|  |  |  | Fuel Jobs | = | Primary Energy Generation | * | Fuel EF | * | Regional Employment Multiplier
|  |  |  | Decommissioning Jobs | = | Decommisioned Capacity per year | * | Decommissioning EF | * | Regional Employment Multiplier
|  |  |  | Transmission Jobs | = | Investments per year | * | Transmission EF | * | Regional Employment Multiplier
|  | Total Jobs | = | Manufacturing Jobs (Local + Export) | + | Construction and Installation Jobs | + | Operation and Maintenance Jobs | + | Fuel Jobs | + | Transmission Jobs | + | Decomissioning Jobs

## Employment Factors
Technologies | Construction Time [yrs] | Manufacturing [Job-yrs/MW] | C&I [job-yrs/MW] | O&M [Jobs/MW] | Fuel [Jobs/PJ] | Decommissioning [Job-yrs/MW] | Source
Contents
Wind onshore | 2 | 4.7 | 3.2 | 0.3 |  | 0.71923 | Rutovitz 2015
Wind offshore | 4 | 15.6 | 8 | 0.2 |  | 2.9897 | Rutovitz 2015
PV Utility-scale | 1 | 6.7 | 13 | 0.7 |  | 0.80385 | Rutovitz 2015
PV rooftop | 1 | 6.7 | 26 | 1.4 |  | 1.2058 | E&Y, Solar Power Europe 2015
Biomass | 2 | 2.9 | 14 | 1.5 | 29.9 | 0.31731 | Rutovitz 2015
Hydro Dam | 2 | 3.5 | 7.4 | 0.2 |  | 2.22 | Rutovitz 2015
Hydro RoR | 2 | 8.75 | 18.5 | 0.5 |  | 5.55 | Assuming 2.5 times the value as Hydro Dam
Geothermal | 2 | 3.9 | 6.8 | 0.4 |  | 0.21154 | Rutovitz 2015
CSP | 2 | 4 | 8 | 0.6 |  | 1.3256 | Rutovitz 2015
Biogas PP | 2 | 2.9 | 14 | 2.25 | 29.9 | 0.31731 | Rutovitz 2015, 1.5 times more O&M jobs as Biomass PP
Waste-to-energy | 2 | 2.9 | 14 | 2.25 | 29.9 | 0.31731 | Rutovitz 2015, 1.5 times more O&M jobs as Biomass PP
Methanation | 2 | 2.9 | 14 | 2.25 |  | 0.31731 | Rutovitz 2015, 1.5 times more O&M jobs as Biomass PP
Coal PP (Hard Coal) | 5 | 5.4 | 11.2 | 0.14 | 39.7 | 1.65 | Rutovitz 2015
Nuclear PP | 10 | 1.3 | 11.8 | 0.6 | 0.001 (Jobs/GWh) | 0.95 (Jobs/MW) | Rutovitz 2015
OCGT | 2 | 0.93 | 1.3 | 0.14 | 15.1 | 0.21154 | Rutovitz 2015
CCGT | 2 | 0.93 | 1.3 | 0.14 | 15.1 | 0.21154 | Rutovitz 2015
Steam Turbine (ST) | 1 | 0.93 | 1.3 | 0.14 |  | 0.21154 | Assuming same as Gas Turbine, but constrcution time 1/2 of GT
Power to Heat (PtH) | 1 | 1.86 | 2.6 | 0.28 |  | 0.21154 | Assuming 2 times the value as GT
Internal Combustion Engine (ICE) | 1 | 0.93 | 1.3 | 0.21 | 15.1 | 0.43718 | Rutovitz 2015, 1.5 times more O&M jobs as GT
Gas Storage | 2 | 0 | 0.12234 | 0.0081557 |  | 0.10577 | data from UK - refer below
Power to Gas (PtG) | 2 | 1.86 | 2.6 | 0.28 |  | 0.21154 | Assuming 2 times the value as GT
Battery Storage large-scale | 1 | 16.9 | 10.8 | 0.4 |  | 0.80385 | 0.5 times of prosumer storage
Battery Storage prosumer | 1 | 16.9 | 21.6 | 0.8 |  | 1.2058 | Refer below
Pumped Hydro Storage (PHS) | 2 | 7 | 14.8 | 0.4 |  | 4.44 | Assuming 2 times the values for hydro Dam
Adiabatic Compressed Air Energy Storage (A-CAES) | 1 | 8.45 | 10.8 | 0.4 |  | 0.40192 | Assuming 1/2 the values for Batteries
Gas storage EF |  |  |  | conversion m3 to GWh,th according to BP2016, Statistica Review, p. 44 (pdf)
new gas storage in the UK | 900 | million m3 | gas | 1 | bn m3 NG |  | 35.7 | tn BTU
| 9416.7644 | GWh,th | gas | 3412 | BTU |  | 1 | kWh,th
| 300 | jobs | C&I | 1 | bn m3 NG |  | 10463071512.3095 | kWh,th
| 40 | jobs | O&M | 95574.2297 | m3 |  | 1 | GWh,th
| 1920 | h | E/P
| 2 | yrs | construction period
| 0.12234 | job-yrs/MW | C&I
| 0.0081557 | jobs/MW | O&M
Reference
UK, Gov, 2015 | https://www.gov.uk/government/news/preesall-underground-gas-storage-facility-receives-planning-consent
Arcadis | https://www.arcadis.com/en/united-kingdom/what-we-do/our-projects/uk/preesall-underground-gas-storage-facility/
Battery EF
157.4 (direct & indirect jobs) | jobs/MW | [7 empty] | Li-ion Installations in the US (grid connected) KW |  |  |  | ESA US Energy Storage Monitor, DOE US Battery Database
Direct to Indirect job ratio | 1 to 3 |  | Navigant research estimates based on US Energy & Employment Report 2017 |  |  |  |  | Total jobs in Battery | 790 | Before |  |  | 90% of battery installations are Li-ion
Direct Battery Jobs |  |  | US Energy & Employmnet 2017, jobs in Battery storage Q1 2016 (pg. 55) |  |  |  |  | 47634 | 1000 | 2009
Manufacturing | 43% | 16.9183 | [6 empty] | 100 | 2010
C&I | 55% | 21.6397 | [6 empty] | 36800 | 2011
O&M | 2% | 0.7869 | [6 empty] | 18665 | 2012
Battery jobs (direct) | 39.345 | [7 empty] | 34131 | 2013
[9 empty] | 35016 | 2014
[9 empty] | 145470 | 2015
[9 empty] | 430 | 2016
[9 empty] | 272402 | Total
[8 empty] | Battery jobs/MW | 157.3799
| Decommissioning Jobs |  |  |  |  | Percentage of C&I
Wind onshore | 0.71923 | Job-years/MW | Derived from Raimi, 2017 |  |  | 22.48%
Wind offshore | 2.9897 | Job-years/MW | Derived from Raimi, 2017 |  |  | 37.37%
PV Utility-scale | 0.80385 | Job-years/MW | Derived from Raimi, 2017 |  |  | 6.183% |  |  |  |  | EU - Study for Decommissioning of Kosovo-A power plant
PV rooftop | 1.2058 | Job-years/MW | 1.5 times Utility-scale PV |  |  | 4.638% |  |  |  |  | Jobs | Years | Job-years
Biomass | 0.31731 | Job-years/MW | 1.5 times of Gas |  |  | 2.266% |  |  |  |  | 30 | 3.5 | 105 | Engineering
Hydro Dam | 2.22 | Job-years/MW | Derived from decommissioning dams- costs & trends |  |  | 30% |  |  |  |  | 100 | 1.5 | 150 | Prep & Clean
Hydro RoR | 5.55 | Job-years/MW | http://www.waterpowermagazine.com/news/newstable-3-5-2052218 |  |  | 30% |  |  |  |  | 75 | 1.5 | 112.5 | Saftey
Geothermal | 0.21154 | Job-years/MW | Derived from Raimi, 2017 |  |  | 3.111% |  |  |  |  | 100 | 2.5 | 250 | Disaggregation
CSP | 1.3256 | Job-years/MW | Derived from Raimi, 2017 |  |  | 16.57% |  |  |  |  | 100 | 7 | 700 | Demolition
Biogas PP | 0.31731 | Job-years/MW | Same as Biomass |  |  | 2.266% | [6 empty] | 1317.5 | Job-years
Waste-to-energy | 0.31731 | Job-years/MW | Same as Biomass |  |  | 2.266% | [6 empty] | 800 | MW | Capacity
Methanation | 0.31731 | Job-years/MW | Same as Biomass |  |  | 2.266% | [6 empty] | 1.6469 | Job-years/MW
Coal PP (Hard Coal) | 1.65 | Job-years/MW | Final Decommissioning Report TPP Kosovo-A |  |  | 14.73%
Nuclear PP | 0.95 | Jobs/MW | Jobs last for around 35 years |  |  | 8.051%
OCGT | 0.21154 | Job-years/MW | Derived from Raimi, 2017 |  |  | 16.27% |  |  |  |  | Decommissiong Costs |  | USD/MW | Factors | Raimi, 2017
CCGT | 0.21154 | Job-years/MW | Derived from Raimi, 2017 |  |  | 16.27% |  |  |  |  | Wind Offshore |  | 212 | 1.812
Steam Turbine (ST) | 0.21154 | Job-years/MW | Derived from Raimi, 2017 |  |  | 16.27% |  |  |  |  | Wind On shore |  | 51 | 0.4359
Power to Heat (PtH) | 0.21154 | Job-years/MW | same as Gas |  |  | 8.136% |  |  |  |  | CSP |  | 94 | 0.80342
Internal Combustion Engine (ICE) | 0.21154 | Job-years/MW | Derived from Raimi, 2017 |  |  | 16.27% |  |  |  |  | PV |  | 57 | 0.48718
Gas Storage | 0.021154 | Job-years/MW | 10% of Gas |  |  | 17.29% |  |  |  |  | Oil |  | 15 | 0.12821
Power to Gas (PtG) | 0.21154 | Job-years/MW | Same as Gas |  |  | 8.136% |  |  |  |  | Gas |  | 15 | 0.12821
Battery Storage large-scale | 0.80385 | Job-years/MW | Same as PV |  |  | 7.443% |  |  |  |  | Coal |  | 117 | 1
Battery Storage prosumer | 1.2058 | Job-years/MW | 1.5 times Battery Storage large-scale |  |  | 5.582%
Pumped Hydro Storage (PHS) | 4.44 | Job-years/MW | 30% of Dam |  |  | 30%
Adiabatic Compressed Air Energy Storage (A-CAES) | 0.40192 | Job-years/MW | 1/2 of Battery Storage large-scale |  |  | 3.722%
Refernces
Raimi, 2017 | Daniel Raimi 2017. Decommissioning US Power Plants. Decisions, Costs, and Key Issues. Resources for the Future (RFF). Washington, D.C.
http://www.rff.org/research/publications/decommissioning-us-power-plants-decisions-costs-and-key-issues
Decommissioning dams - costs and trends | Kevin Oldham, 2009
http://www.waterpowermagazine.com/features/featuredecommissioning-dams-costs-and-trends/
Table 3
http://www.waterpowermagazine.com/news/newstable-3-5-2052218
A weighted average of the values indicates a 30% cost for decommsioning to MCI.
EC, 2010 | EC 2010. EU-funded project managed by the European Commission Liaison Office to Kosovo by Evonik Consortium. Study for Decommissioning of Kosovo-A Power Plant. Brussels
http://eeas.europa.eu/archives/delegations/kosovo/documents/press_corner/decommissioning_study_kosovo_a_power_plant_en.pdf

## Life Times
Technologies | Lifetime (yrs)
| 2015 | 2020 | 2025 | 2030 | 2035 | 2040 | 2045 | 2050 | Based on LUT Energy System Transition model assumptions | Contents
Wind onshore | 20 | 25 | 25 | 25 | 25 | 25 | 25 | 25
Wind offshore | 20 | 25 | 25 | 25 | 25 | 25 | 25 | 25
PV Utility-scale | 30 | 30 | 35 | 35 | 35 | 40 | 40 | 40
PV rooftop | 30 | 30 | 35 | 35 | 35 | 40 | 40 | 40
Biomass | 30 | 30 | 30 | 30 | 30 | 30 | 30 | 30
Hydro Dam | 50 | 50 | 50 | 50 | 50 | 50 | 50 | 50
Hydro RoR | 50 | 50 | 50 | 50 | 50 | 50 | 50 | 50
Geothermal | 40 | 40 | 40 | 40 | 40 | 40 | 40 | 40
CSP | 30 | 30 | 30 | 30 | 30 | 30 | 30 | 30
CHP Biogas | 30 | 30 | 30 | 30 | 30 | 30 | 30 | 30
Waste-to-energy | 30 | 30 | 30 | 30 | 30 | 30 | 30 | 30
Methanation | 30 | 30 | 30 | 30 | 30 | 30 | 30 | 30
Coal PP (Hard Coal) | 40 | 40 | 40 | 40 | 40 | 40 | 40 | 40
Nuclear PP | 40 | 40 | 40 | 40 | 40 | 40 | 40 | 40
OCGT | 35 | 35 | 35 | 35 | 35 | 35 | 35 | 35
CCGT | 35 | 35 | 35 | 35 | 35 | 35 | 35 | 35
Steam Turbine (ST) | 35 | 35 | 35 | 35 | 35 | 35 | 35 | 35
Power to Heat (PtH) | 35 | 35 | 35 | 35 | 35 | 35 | 35 | 35
Internal Combustion Engine (ICE) | 30 | 30 | 30 | 30 | 30 | 30 | 30 | 30
Gas Storage | 35 | 35 | 35 | 35 | 35 | 35 | 35 | 35
Power to Gas (PtG) | 35 | 35 | 35 | 35 | 35 | 35 | 35 | 35
Battery Storage large-scale | 15 | 20 | 20 | 20 | 20 | 20 | 20 | 20
Battery Storage prosumer | 15 | 20 | 20 | 20 | 20 | 20 | 20 | 20
Pumped Hydro Storage (PHS) | 50 | 50 | 50 | 50 | 50 | 50 | 50 | 50
Adiabatic Compressed Air Energy Storage (A-CAES) | 40 | 55 | 55 | 55 | 55 | 55 | 55 | 55

## Decline Factors
Technologies | Capex | [8 empty] | Decline Factors based on Capex
| 2015 | 2020 | 2025 | 2030 | 2035 | 2040 | 2045 | 2050 |  | 2015 | 2020 | 2025 | 2030 | 2035 | 2040 | 2045 | 2050 | Cost assumptions based on LUT Energy System Transition model | Contents
Wind onshore | 1250 | 1150 | 1060 | 1000 | 965 | 940 | 915 | 900 |  | 0 | 0.08 | 0.152 | 0.2 | 0.228 | 0.248 | 0.268 | 0.28 | Decline rates are in refernce to year 2015
Wind offshore | 3220 | 2880 | 2700 | 2580 | 2460 | 2380 | 2320 | 2280 |  | 0 | 0.10559 | 0.16149 | 0.19876 | 0.23602 | 0.26087 | 0.2795 | 0.29193
PV Utility-scale | 1150 | 638 | 513 | 429 | 371 | 330 | 297 | 271 |  | 0 | 0.44522 | 0.55391 | 0.62696 | 0.67739 | 0.71304 | 0.74174 | 0.76435
PV rooftop | 1360 | 908.6743 | 716.1737 | 583.8783 | 506.8544 | 457.2334 | 411.9408 | 378.8739 |  | 0 | 0.33186 | 0.4734 | 0.57068 | 0.62731 | 0.6638 | 0.6971 | 0.72142
Biomass | 3400 | 2900 | 2700 | 2500 | 2300 | 2200 | 2100 | 2000 |  | 0 | 0.14706 | 0.20588 | 0.26471 | 0.32353 | 0.35294 | 0.38235 | 0.41176
Hydro Dam | 1650 | 1650 | 1650 | 1650 | 1650 | 1650 | 1650 | 1650 |  | 0 | 0 | 0 | 0 | 0 | 0 | 0 | 0
Hydro RoR | 2560 | 2560 | 2560 | 2560 | 2560 | 2560 | 2560 | 2560 |  | 0 | 0 | 0 | 0 | 0 | 0 | 0 | 0
Geothermal | 5250 | 4970 | 4720 | 4470 | 4245 | 4020 | 3815 | 3610 |  | 0 | 0.053333 | 0.10095 | 0.14857 | 0.19143 | 0.23429 | 0.27333 | 0.31238
CSP | 547.8 | 427.8 | 369.2 | 326.9 | 304 | 283.6 | 265.4 | 249.5 |  | 0 | 0.21906 | 0.32603 | 0.40325 | 0.44505 | 0.48229 | 0.51552 | 0.54454
CHP Biogas | 503 | 429 | 400 | 370 | 340 | 326 | 311 | 296 |  | 0 | 0.14712 | 0.20477 | 0.26441 | 0.32406 | 0.35189 | 0.38171 | 0.41153
Waste-to-energy | 5940 | 5630 | 5440 | 5240 | 5030 | 4870 | 4690 | 4540 |  | 0 | 0.052189 | 0.084175 | 0.11785 | 0.1532 | 0.18013 | 0.21044 | 0.23569
Methanation | 492 | 421 | 310 | 278 | 247 | 226 | 204 | 190 |  | 0 | 0.14431 | 0.36992 | 0.43496 | 0.49797 | 0.54065 | 0.58537 | 0.61382
Coal PP (Hard Coal) | 1500 | 1500 | 1500 | 1500 | 1500 | 1500 | 1500 | 1500 |  | 0 | 0 | 0 | 0 | 0 | 0 | 0 | 0
Nuclear PP | 6210 | 6003 | 6003 | 5658 | 5658 | 5244 | 5244 | 5175 |  | 0 | 0.033333 | 0.033333 | 0.088889 | 0.088889 | 0.15556 | 0.15556 | 0.16667
OCGT | 775 | 775 | 775 | 775 | 775 | 775 | 775 | 775 |  | 0 | 0 | 0 | 0 | 0 | 0 | 0 | 0
CCGT | 475 | 475 | 475 | 475 | 475 | 475 | 475 | 475 |  | 0 | 0 | 0 | 0 | 0 | 0 | 0 | 0
Steam Turbine (ST) | 760 | 740 | 720 | 700 | 670 | 640 | 615 | 600 |  | 0 | 0.026316 | 0.052632 | 0.078947 | 0.11842 | 0.15789 | 0.19079 | 0.21053
Power to Heat (PtH) | 50 | 40 | 30 | 30 | 20 | 20 | 20 | 20 |  | 0 | 0.2 | 0.4 | 0.4 | 0.6 | 0.6 | 0.6 | 0.6
Internal Combustion Engine (ICE) | 475 | 475 | 475 | 475 | 475 | 475 | 475 | 475 |  | 0 | 0 | 0 | 0 | 0 | 0 | 0 | 0
Gas Storage | 0.05 | 0.05 | 0.05 | 0.05 | 0.05 | 0.05 | 0.05 | 0.05 |  | 0 | 0 | 0 | 0 | 0 | 0 | 0 | 0
Power to Gas (PtG) | 775 | 775 | 775 | 775 | 775 | 775 | 775 | 775 |  | 0 | 0 | 0 | 0 | 0 | 0 | 0 | 0
Battery Storage large-scale | 400 | 270 | 182 | 134 | 108 | 92 | 78 | 70 |  | 0 | 0.325 | 0.545 | 0.665 | 0.73 | 0.77 | 0.805 | 0.825
Battery Storage prosumer | 517 | 390.3177 | 238.8045 | 170.6459 | 137.4204 | 116.8041 | 99.2968 | 88.7935 |  | 0 | 0.24503 | 0.5381 | 0.66993 | 0.7342 | 0.77407 | 0.80794 | 0.82825
Pumped Hydro Storage (PHS) | 70 | 70 | 70 | 70 | 70 | 70 | 70 | 70 |  | 0 | 0 | 0 | 0 | 0 | 0 | 0 | 0
Adiabatic Compressed Air Energy Storage (A-CAES) | 35 | 35 | 33 | 31.1 | 30.4 | 29.8 | 28 | 26.3 |  | 0 | 0 | 0.057143 | 0.11143 | 0.13143 | 0.14857 | 0.2 | 0.24857
| Opex | [8 empty] | Decline Factors based on Opex
Wind onshore | 25 | 23 | 21 | 20 | 19 | 19 | 18 | 18 |  | 0 | 0.08 | 0.16 | 0.2 | 0.24 | 0.24 | 0.28 | 0.28 | Decline rates are in refernce to year 2015
Wind offshore | 112.7 | 92.16 | 83.7 | 77.4 | 71.34 | 66.64 | 58 | 52.44 |  | 0 | 0.18225 | 0.25732 | 0.31322 | 0.36699 | 0.4087 | 0.48536 | 0.53469
PV Utility scale | 17.3 | 11.3 | 9.3 | 8 | 7 | 6.2 | 5.5 | 5 |  | 0 | 0.34682 | 0.46243 | 0.53757 | 0.59538 | 0.64162 | 0.68208 | 0.71098
PV roof top | 20.4 | 17.6 | 15.7 | 14.2 | 12.8 | 11.7 | 10.7 | 9.8 |  | 0 | 0.13725 | 0.23039 | 0.30392 | 0.37255 | 0.42647 | 0.47549 | 0.51961
Biomass | 238 | 203 | 189 | 175 | 161 | 154 | 147 | 140 |  | 0 | 0.14706 | 0.20588 | 0.26471 | 0.32353 | 0.35294 | 0.38235 | 0.41176
Hydro Dam | 49.5 | 49.5 | 49.5 | 49.5 | 49.5 | 49.5 | 49.5 | 49.5 |  | 0 | 0 | 0 | 0 | 0 | 0 | 0 | 0
Hydro RoR | 76.8 | 76.8 | 76.8 | 76.8 | 76.8 | 76.8 | 76.8 | 76.8 |  | 0 | 0 | 0 | 0 | 0 | 0 | 0 | 0
Geothermal | 80 | 80 | 80 | 80 | 80 | 80 | 80 | 80 |  | 0 | 0 | 0 | 0 | 0 | 0 | 0 | 0
CSP | 12.6 | 9.8 | 8.5 | 7.5 | 7 | 6.5 | 6.1 | 5.7 |  | 0 | 0.22222 | 0.3254 | 0.40476 | 0.44444 | 0.48413 | 0.51587 | 0.54762
CHP Biogas | 20.1 | 17.2 | 16 | 14.8 | 13.6 | 13 | 12.4 | 11.8 |  | 0 | 0.14428 | 0.20398 | 0.26368 | 0.32338 | 0.35323 | 0.38308 | 0.41294
Waste-to-energy | 267.3 | 253.35 | 244.8 | 235.8 | 226.35 | 219.15 | 211.05 | 204.3 |  | 0 | 0.052189 | 0.084175 | 0.11785 | 0.1532 | 0.18013 | 0.21044 | 0.23569
Methanation | 19.7 | 16.8 | 12.4 | 11.1 | 9.9 | 9 | 8.2 | 7.6 |  | 0 | 0.14721 | 0.37056 | 0.43655 | 0.49746 | 0.54315 | 0.58376 | 0.61421
Coal PP (Hard Coal) | 20 | 20 | 20 | 20 | 20 | 20 | 20 | 20 |  | 0 | 0 | 0 | 0 | 0 | 0 | 0 | 0
Nuclear PP | 162 | 157 | 157 | 137 | 137 | 116 | 116 | 109 |  | 0 | 0.030864 | 0.030864 | 0.15432 | 0.15432 | 0.28395 | 0.28395 | 0.32716
OCGT | 14.25 | 14.25 | 14.25 | 14.25 | 14.25 | 14.25 | 14.25 | 14.25 |  | 0 | 0 | 0 | 0 | 0 | 0 | 0 | 0
CCGT | 19.4 | 19.4 | 19.4 | 19.4 | 19.4 | 19.4 | 19.4 | 19.4 |  | 0 | 0 | 0 | 0 | 0 | 0 | 0 | 0
Steam Turbine (ST) | 15.2 | 14.8 | 14.4 | 14 | 13.4 | 12.8 | 12.3 | 12 |  | 0 | 0.026316 | 0.052632 | 0.078947 | 0.11842 | 0.15789 | 0.19079 | 0.21053
Power to Heat (PtH) | 0.75 | 0.6 | 0.45 | 0.45 | 0.3 | 0.3 | 0.3 | 0.3 |  | 0 | 0.2 | 0.4 | 0.4 | 0.6 | 0.6 | 0.6 | 0.6
Internal Combustion Engine (ICE) | 20 | 20 | 20 | 20 | 20 | 20 | 20 | 20 |  | 0 | 0 | 0 | 0 | 0 | 0 | 0 | 0
Gas Storage | 0.001 | 0.001 | 0.001 | 0.001 | 0.001 | 0.001 | 0.001 | 0.001 |  | 0 | 0 | 0 | 0 | 0 | 0 | 0 | 0
Power to Gas (PtG) | 19.4 | 19.4 | 19.4 | 19.4 | 19.4 | 19.4 | 19.4 | 19.4 |  | 0 | 0 | 0 | 0 | 0 | 0 | 0 | 0
Battery Storage large-scale | 24 | 9 | 5 | 3.75 | 3 | 2.5 | 2.125 | 1.875 |  | 0 | 0.625 | 0.79167 | 0.84375 | 0.875 | 0.89583 | 0.91146 | 0.92188
Battery Storage prosumer | 31.0333 | 13.0303 | 6.5608 | 4.7753 | 3.8182 | 3.1832 | 2.7081 | 2.3824 |  | 0 | 0.58012 | 0.78859 | 0.84612 | 0.87697 | 0.89743 | 0.91274 | 0.92323
Pumped Hydro Storage (PHS) | 11 | 11 | 11 | 11 | 11 | 11 | 11 | 11 |  | 0 | 0 | 0 | 0 | 0 | 0 | 0 | 0
Adiabatic Compressed Air Energy Storage (A-CAES) | 0.46 | 0.46 | 0.43 | 0.4 | 0.4 | 0.39 | 0.36 | 0.34 |  | 0 | 0 | 0.065217 | 0.13043 | 0.13043 | 0.15217 | 0.21739 | 0.26087
Estimating weighted average Capex & Opex for PV rooftop prosumers and Battery prosumers
Cumulative Installed Capacities
remark: weighting of PV rooftop prosumers |  | 2015 | 2020 | 2025 | 2030 | 2035 | 2040 | 2045 | 2050
PV prosumers RES | [GW] | 45.0051 | 142.5076 | 394.3665 | 785.1067 | 1069.7229 | 1419.8419 | 1704.7779 | 2059.1072 |  | Ref.: Ram et al., 2017
PV prosumers COM | [GW] | 45.0051 | 101.2097 | 326.5417 | 679.1492 | 998.0974 | 1303.3082 | 1575.4796 | 1896.5904
PV prosumers IND | [GW] | 10.1343 | 121.6966 | 523.744 | 1391.7996 | 2059.0233 | 2784.9006 | 3394.5492 | 4082.7266
PV prosumers total | [GW] | 100.1445 | 365.414 | 1244.6523 | 2856.0555 | 4126.8436 | 5508.0507 | 6674.8067 | 8038.4241
New Investments in 5-year intervals
PV prosumers RES |  | 43.76 | 97.5025 | 251.8589 | 390.7401 | 284.6162 | 350.119 | 284.936 | 354.3293
PV prosumers COM |  | 30 | 56.2047 | 225.332 | 352.6075 | 318.9482 | 305.2108 | 272.1714 | 321.1108
PV prosumers IND |  | 5 | 111.5623 | 402.0474 | 868.0556 | 667.2237 | 725.8773 | 609.6486 | 688.1773
PV prosumers total |  | 78.76 | 265.2695 | 879.2383 | 1611.4032 | 1270.7881 | 1381.2071 | 1166.756 | 1363.6174
Investment Shares
PV prosumers RES |  | 55.56% | 36.76% | 28.65% | 24.25% | 22.4% | 25.35% | 24.42% | 25.98%
PV prosumers COM |  | 38.09% | 21.19% | 25.63% | 21.88% | 25.1% | 22.1% | 23.33% | 23.55%
PV prosumers IND |  | 6.348% | 42.06% | 45.73% | 53.87% | 52.5% | 52.55% | 52.25% | 50.47%
PV prosumers total
Capex
PV prosumers RES |  | 1360 | 1169 | 966 | 826 | 725 | 650 | 589 | 537 |  | Ref.: Ram et al., 2017
PV prosumers COM |  | 1360 | 907 | 737 | 623 | 542 | 484 | 437 | 397
PV prosumers IND |  | 1360 | 682 | 548 | 459 | 397 | 353 | 318 | 289
Weighted Capex |  | 1360 | 908.6743 | 716.1737 | 583.8783 | 506.8544 | 457.2334 | 411.9408 | 378.8739
Opex
PV prosumers RES |  | 20.4 | 17.6 | 15.7 | 14.2 | 12.8 | 11.7 | 10.7 | 9.8 |  | Ref.: Ram et al., 2017
PV prosumers COM |  | 20.4 | 17.6 | 15.7 | 14.2 | 12.8 | 11.7 | 10.7 | 9.8
PV prosumers IND |  | 20.4 | 17.6 | 15.7 | 14.2 | 12.8 | 11.7 | 10.7 | 9.8
Weighted Opex |  | 20.4 | 17.6 | 15.7 | 14.2 | 12.8 | 11.7 | 10.7 | 9.8
Battery Prosumer Installations |  | Cumulative Installed Capacities 2015: New Investments in 5-year intervals
PV prosumers RES | [GWh] | 0 | 26.0132 | 108.0012 | 260.8052 | 356.4507 | 469.7458 | 572.4534 | 684.4794 |  | Ref.: Ram et al., 2017
PV prosumers COM | [GWh] | 0 | 6.0306 | 74.5089 | 208.3636 | 328.1608 | 427.313 | 514.9956 | 612.5467
PV prosumers IND | [GWh] | 0 | 1.7307 | 102.0892 | 434.2248 | 658.4664 | 897.4132 | 1086.5027 | 1293.7419
PV prosumers total | [GWh] | 0 | 33.7744 | 284.5993 | 903.3936 | 1343.0779 | 1794.472 | 2173.9517 | 2590.7679
Investment Shares
PV prosumers RES |  | 0% | 77.02% | 37.95% | 28.87% | 26.54% | 26.18% | 26.33% | 26.42%
PV prosumers COM |  | 0% | 17.86% | 26.18% | 23.06% | 24.43% | 23.81% | 23.69% | 23.64%
PV prosumers IND |  | 0% | 5.124% | 35.87% | 48.07% | 49.03% | 50.01% | 49.98% | 49.94%
remark: weighting of Battery prosumers |  | Cumulative Installed Capacities 2015: Capex
PV prosumers RES |  | 603 | 407 | 280 | 209 | 170 | 146 | 124 | 111 |  | Ref.: Ram et al., 2017
PV prosumers COM |  | 513 | 346 | 235 | 174 | 141 | 120 | 102 | 91
PV prosumers IND |  | 435 | 294 | 198 | 146 | 118 | 100 | 85 | 76
Weighted Capex |  | 517 | 390.3177 | 238.8045 | 170.6459 | 137.4204 | 116.8041 | 99.2968 | 88.7935
Opex
PV prosumers RES |  | 36.2 | 13.6 | 7.7 | 5.8 | 4.7 | 4 | 3.4 | 3 |  | Ref.: Ram et al., 2017
PV prosumers COM |  | 30.8 | 11.5 | 6.5 | 4.9 | 3.9 | 3.3 | 2.8 | 2.5
PV prosumers IND |  | 26.1 | 9.8 | 5.4 | 4.1 | 3.3 | 2.7 | 2.3 | 2
Weighted Opex |  | 31.0333 | 13.0303 | 6.5608 | 4.7753 | 3.8182 | 3.1832 | 2.7081 | 2.3824

## PP Efficiencies
Technologies | Efficiency (%)
| 2015 | 2020 | 2025 | 2030 | 2035 | 2040 | 2045 | 2050 | LUT Energy System Transition Model Assumptions | Contents
Wind onshore
Wind offshore
PV Utility scale
PV roof top
Biomass | 36% | 37% | 40% | 43% | 45% | 47% | 47.5% | 48%
Hydro Dam
Hydro RoR
Geothermal
CSP
Biogas PP | 35% | 36% | 39% | 42% | 44% | 46% | 46% | 47%
Waste-to-energy | 27% | 31% | 32.5% | 34% | 35.5% | 37% | 29.5% | 42%
Methanation
Coal PP (Hard Coal) | 43% | 43% | 43% | 43% | 43% | 43% | 43% | 43%
Nuclear PP | 37% | 37% | 37% | 38% | 38% | 38% | 38% | 38%
OCGT | 43% | 43% | 43% | 43% | 43% | 43% | 43% | 43%
CCGT | 58% | 58% | 58% | 58% | 59% | 60% | 60% | 60%
Steam Turbine (ST)
Power to Heat (PtH)
Internal Combustion Engine (ICE) | 58% | 58% | 58% | 58% | 59% | 60% | 60% | 60%
Gas Storage
Power to Gas (PtG)
Battery
Pumped Hydro Storage (PHS)
Adiabatic Compressed Air Energy Storage (A-CAES)

## Regional Factors
Regional Multipliers | Factors for Labor Intensity for Production - Regional Distribution | [7 empty] | Inverse of the Ratio (Region to OECD proudcutivity)
| 2015 | 2020 | 2025 | 2030 | 2035 | 2040 | 2045 | 2050 | [8 empty] | Contents
Europe | 1.049 | 1.075 | 1.1017 | 1.1346 | 1.1685 | 1.1859 | 1.2036 | 1.2215
Eurasia | 1.8568 | 1.8033 | 1.7513 | 1.7008 | 1.6517 | 1.6517 | 1.6517 | 1.6517
MENA | 2.2581 | 1.9358 | 1.6595 | 1.5063 | 1.3671 | 1.3211 | 1.2765 | 1.2335
Sub-Saharan Africa | 7.4918 | 6.4225 | 5.5058 | 4.9973 | 4.5357 | 4.3828 | 4.2351 | 4.0923
SAARC | 5.1797 | 3.9864 | 3.0681 | 2.5562 | 2.1297 | 1.9987 | 1.8757 | 1.7603
Northeast Asia | 2.2203 | 1.8854 | 1.6011 | 1.503 | 1.411 | 1.4179 | 1.4249 | 1.432
Southeast Asia | 2.5224 | 2.2038 | 1.9255 | 1.773 | 1.6327 | 1.5776 | 1.5244 | 1.473
North America | 1 | 1 | 1 | 1 | 1 | 1 | 1 | 1 | Same as OECD as it includes Mexico, which has a higher labour intensity
South America | 3.1414 | 2.693 | 2.3087 | 2.0954 | 1.9019 | 1.8378 | 1.7758 | 1.716
Global | 2.1815 | 1.9897 | 1.8148 | 1.7037 | 1.5993 | 1.5606 | 1.5228 | 1.4859
CAAGR (%) | 2014-20 | 2020-30 | 2030-40 | 2040-60 | 2014-60 | WEO, IMF 2016 |  | 2015 | 2020 | 2025 | 2030 | 2035 | 2040 | 2045 | 2050 | Distribution over 2015 - 2050 for 5-year intervals
World | 4.2 | 4.2 | 3.5 | 2.2 | 2.9 |  |  | 4.2 | 4.2 | 4.2 | 3.5 | 3.5 | 2.2 | 2.2 | 2.2
OECD | 2.4 | 2.1 | 1.9 | 1.6 | 1.8 |  |  | 2.4 | 2.1 | 2.1 | 1.9 | 1.9 | 1.6 | 1.6 | 1.6
Non-OECD | 5.5 | 5.5 | 4.2 | 2.4 | 3.5 |  |  | 5.5 | 5.5 | 5.5 | 4.2 | 4.2 | 2.4 | 2.4 | 2.4
ASEAN | 5.8 | 5.1 | 3.9 | 2.4 | 3.4 |  |  | 5.8 | 5.1 | 5.1 | 3.9 | 3.9 | 2.4 | 2.4 | 2.4
Brazil | -0.6 | 3.3 | 3.5 | 2 | 2.1 |  |  | -0.6 | 3.3 | 3.3 | 3.5 | 3.5 | 2 | 2 | 2
China | 7.5 | 5.7 | 3.5 | 1.6 | 3.3 |  |  | 7.5 | 5.7 | 5.7 | 3.5 | 3.5 | 1.6 | 1.6 | 1.6
European Union | 2.3 | 1.8 | 1.6 | 1.4 | 1.5 |  |  | 2.3 | 1.8 | 1.8 | 1.6 | 1.6 | 1.4 | 1.4 | 1.4
India | 9.1 | 7.8 | 6.0 | 3 | 5.0 |  |  | 9.1 | 7.8 | 7.8 | 6.0 | 6.0 | 3 | 3 | 3
Mexico | 3.3 | 3.9 | 3.2 | 1.9 | 2.6 |  |  | 3.3 | 3.9 | 3.9 | 3.2 | 3.2 | 1.9 | 1.9 | 1.9
Russia | 0 | 2.9 | 2.8 | 1.7 | 1.9 |  |  | 0 | 2.9 | 2.9 | 2.8 | 2.8 | 1.7 | 1.7 | 1.7
South Africa | 2 | 3.1 | 3.3 | 2.2 | 2.4 |  |  | 2 | 3.1 | 3.1 | 3.3 | 3.3 | 2.2 | 2.2 | 2.2
United States | 2.8 | 2.2 | 2.2 | 1.9 | 2.0 |  |  | 2.8 | 2.2 | 2.2 | 2.2 | 2.2 | 1.9 | 1.9 | 1.9
Grouping according to 9 major regions
CAAGR (%) | 2015 | 2020 | 2025 | 2030 | 2035 | 2040 | 2045 | 1.4859 2015: 2050
North America | 2.8 | 2.2 | 2.2 | 2.2 | 2.2 | 1.9 | 1.9 | 1.4859 2015: 1.9
South America | 5.5 | 5.5 | 5.5 | 4.2 | 4.2 | 2.4 | 2.4 | 1.4859 2015: 2.4
Europe | 2.3 | 1.8 | 1.8 | 1.6 | 1.6 | 1.4 | 1.4 | 1.4859 2015: 1.4
MENA | 5.5 | 5.5 | 5.5 | 4.2 | 4.2 | 2.4 | 2.4 | 1.4859 2015: 2.4
Sub-Saharan Africa | 5.5 | 5.5 | 5.5 | 4.2 | 4.2 | 2.4 | 2.4 | 1.4859 2015: 2.4
SAARC | 9.1 | 7.8 | 7.8 | 6 | 6 | 3 | 3 | 1.4859 2015: 3
Northeast Asia | 7.5 | 5.7 | 5.7 | 3.5 | 3.5 | 1.6 | 1.6 | 1.4859 2015: 1.6
Southeast Asia & Pacific | 5.8 | 5.1 | 5.1 | 3.9 | 3.9 | 2.4 | 2.4 | 1.4859 2015: 2.4
Euraisa | 3 | 2.9 | 2.9 | 2.8 | 2.8 | 1.7 | 1.7 | 1.4859 2015: 1.7
Global | 4.2 | 4.2 | 4.2 | 3.5 | 3.5 | 2.2 | 2.2 | 1.4859 2015: 2.2
OECD | 2.5 | 2.3 | 2.3 | 2.2 | 2.2 | 1.7 | 1.7 | 1.4859 2015: 1.7
Agriculture Factor | Factor1 | GDP/worker2 | C GDP/worker | Ratio to OECD | REG Multiplier | 1 - The factor's for agriculture elimination were taken from UTS
North America | 2.7 | 108153 | 292013.1 | 1.2264 | 0.81542 | 2- 2011 international$ at PPP, ILO Database
South America | 2.6 | 29153 | 75797.8 | 0.31833 | 3.1414
Europe | 2.8 | 81066 | 226984.8 | 0.95327 | 1.049
MENA | 3.2 | 32952 | 105446.4 | 0.44284 | 2.2581
Sub-Saharan Africa | 3.4 | 9348 | 31783.2 | 0.13348 | 7.4918
SAARC | 2.9 | 15852 | 45970.8 | 0.19306 | 5.1797
Northeast Asia | 3.7 | 28985 | 107244.5 | 0.45039 | 2.2203
Southeast Asia & Pacific | 2.8 | 33714 | 94399.2 | 0.39645 | 2.5224
Euraisa | 3 | 42747 | 128241 | 0.53857 | 1.8568
Global | 3.3 | 33076 | 109150.8 | 0.4584 | 2.1815
OECD/World High Income | 2.7 | 88190 | 238113 | 1 | 1
Labour Productivity
GDP/worker | 2015 | 2020 | 2025 | 2030 | 2035 | 2040 | 2045 | 1.4859 2015: 2050; 1.4859 2020: ILO Data, 2015 (Labour productivity)
North America | 108153 | 120584.9339 | 134445.8894 | 149900.1293 | 167130.7979 | 183623.1387 | 201742.9312 | 1.4859 2015: 221650.7712; 1.4859 2020: Forecasted with above growth rates
South America | 29153 | 38101.8051 | 49797.5354 | 61171.1216 | 75142.3959 | 84602.8166 | 95254.3033 | 1.4859 2015: 107246.8112
Europe | 81066 | 88629.3643 | 96898.3818 | 104902.313 | 113567.3792 | 121742.826 | 130506.8039 | 1.4859 2015: 139901.6797
MENA | 32952 | 43066.9461 | 56286.7762 | 69142.4828 | 84934.3886 | 95627.6202 | 107667.1287 | 1.4859 2015: 121222.4102
Sub-Saharan Africa | 9348 | 12217.4621 | 15967.7344 | 19614.7102 | 24094.6427 | 27128.1559 | 30543.5882 | 1.4859 2015: 34389.0231
SAARC | 15852 | 23076.9212 | 33594.77 | 44957.3805 | 60163.1165 | 69745.5412 | 80854.1977 | 1.4859 2015: 93732.1752
Northeast Asia | 28985 | 38242.6731 | 50457.2036 | 59927.3297 | 71174.8689 | 77054.0048 | 83418.7649 | 1.4859 2015: 90309.2623
Southeast Asia & Pacific | 33714 | 43233.8451 | 55441.8154 | 67129.7733 | 81281.7262 | 91515.088 | 103036.829 | 1.4859 2015: 116009.1562
Euraisa | 42747 | 49315.3949 | 56893.0726 | 65316.8094 | 74987.7867 | 81582.1788 | 88756.4789 | 1.4859 2015: 96561.6836
Global | 33076 | 40630.4449 | 49910.2991 | 59277.7788 | 70403.4061 | 78496.1127 | 87519.0568 | 1.4859 2015: 97579.1673
OECD/World High Income | 88190 | 98809.2291 | 110707.1523 | 123432.68 | 137620.9773 | 149723.304 | 162889.9038 | 1.4859 2015: 177214.3685
Corrected labour productivity (GDP/worker) with Agriculture Factor
C GDP/worker | 2015 | 2020 | 2025 | 2030 | 2035 | 2040 | 2045 | 1.4859 2015: 2050
North America | 292013.1 | 325579.3215 | 363003.9015 | 404730.3492 | 451253.1544 | 495782.4745 | 544705.9143 | 1.4859 2015: 598457.0822
South America | 75797.8 | 99064.6932 | 129473.592 | 159044.9162 | 195370.2295 | 219967.3231 | 247661.1886 | 1.4859 2015: 278841.7092
Europe | 226984.8 | 248162.2201 | 271315.469 | 293726.4764 | 317988.6619 | 340879.9129 | 365419.0508 | 1.4859 2015: 391724.7032
MENA | 105446.4 | 137814.2276 | 180117.6838 | 221255.9448 | 271790.0436 | 306008.3847 | 344534.8118 | 1.4859 2015: 387911.7126
Sub-Saharan Africa | 31783.2 | 41539.3713 | 54290.2969 | 66690.0145 | 81921.785 | 92235.7301 | 103848.2 | 1.4859 2015: 116922.6787
SAARC | 45970.8 | 66923.0716 | 97424.833 | 130376.4034 | 174473.0378 | 202262.0694 | 234477.1732 | 1.4859 2015: 271823.3079
Northeast Asia | 107244.5 | 141497.8905 | 186691.6533 | 221731.1201 | 263347.0148 | 285099.8176 | 308649.43 | 1.4859 2015: 334144.2707
Southeast Asia & Pacific | 94399.2 | 121054.7664 | 155237.0832 | 187963.3652 | 227588.8334 | 256242.2463 | 288503.1213 | 1.4859 2015: 324825.6374
Euraisa | 128241 | 147946.1846 | 170679.2177 | 195950.4282 | 224963.3601 | 244746.5365 | 266269.4366 | 1.4859 2015: 289685.0508
Global | 109150.8 | 134080.4682 | 164703.9872 | 195616.6701 | 232331.2402 | 259037.1718 | 288812.8876 | 1.4859 2015: 322011.2522
OECD/World High Income | 238113 | 266784.9187 | 298909.3113 | 333268.2361 | 371576.6388 | 404252.9208 | 439802.7404 | 1.4859 2015: 478478.795
C GDP/worker regional ratio to OECD
Ratio | 2015 | 2020 | 2025 | 2030 | 2035 | 2040 | 2045 | 1.4859 2015: 2050
North America | 1.2264 | 1.2204 | 1.2144 | 1.2144 | 1.2144 | 1.2264 | 1.2385 | 1.4859 2015: 1.2507
South America | 0.31833 | 0.37133 | 0.43315 | 0.47723 | 0.52579 | 0.54413 | 0.56312 | 1.4859 2015: 0.58277
Europe | 0.95327 | 0.9302 | 0.90768 | 0.88135 | 0.85578 | 0.84323 | 0.83087 | 1.4859 2015: 0.81869
MENA | 0.44284 | 0.51657 | 0.60258 | 0.6639 | 0.73145 | 0.75697 | 0.78338 | 1.4859 2015: 0.81072
Sub-Saharan Africa | 0.13348 | 0.1557 | 0.18163 | 0.20011 | 0.22047 | 0.22816 | 0.23612 | 1.4859 2015: 0.24436
SAARC | 0.19306 | 0.25085 | 0.32593 | 0.39121 | 0.46955 | 0.50034 | 0.53314 | 1.4859 2015: 0.5681
Northeast Asia | 0.45039 | 0.53038 | 0.62458 | 0.66532 | 0.70873 | 0.70525 | 0.70179 | 1.4859 2015: 0.69835
Southeast Asia & Pacific | 0.39645 | 0.45375 | 0.51935 | 0.564 | 0.6125 | 0.63387 | 0.65598 | 1.4859 2015: 0.67887
Euraisa | 0.53857 | 0.55455 | 0.57101 | 0.58797 | 0.60543 | 0.60543 | 0.60543 | 1.4859 2015: 0.60543
Global | 0.4584 | 0.50258 | 0.55102 | 0.58696 | 0.62526 | 0.64078 | 0.65669 | 1.4859 2015: 0.67299
OECD/World High Income | 1 | 1 | 1 | 1 | 1 | 1 | 1 | bar: 1.4859 2015

## Import-Export Shares
Regions | Proportion of Local Manufacturing | [7 empty] | Region of Import and Import Shares
| 2015 | 2020 | 2025 | 2030 | 2035 | 2040 | 2045 | 2050 | Europe | North America | SAARC | Northeast Asia | Contents
Europe | 90% | 90% | 90% | 90% | 100% | 100% | 100% | 100% |  | 25% |  | 75%
Eurasia | 40% | 50% | 60% | 70% | 80% | 90% | 100% | 100% | 25% |  | 25% | 50%
MENA | 30% | 30% | 40% | 50% | 60% | 70% | 80% | 90% | 25% |  | 25% | 50%
Sub-Saharan Africa | 30% | 30% | 40% | 50% | 60% | 70% | 80% | 90% | 25% | 15% | 10% | 50%
SAARC | 70% | 80% | 90% | 100% | 100% | 100% | 100% | 100% | 25% | 15% |  | 60%
Northeast Asia | 100% | 100% | 100% | 100% | 100% | 100% | 100% | 100%
Southeast Asia | 90% | 90% | 90% | 90% | 100% | 100% | 100% | 100% | 30% |  | 30% | 40%
North America | 80% | 90% | 90% | 90% | 100% | 100% | 100% | 100% | 50% |  |  | 50%
South America | 50% | 60% | 70% | 80% | 90% | 100% | 100% | 100% | 25% | 50% |  | 25%
References | 50%: Rutovitz, 2015
Emerging Trends in global manufacturing, UNIDO 2013
PwC, 2017

## Gross-New Capacity Addition
Europe | Gross-New Capacity Addition (GW) | [7 empty] | Cummulative Capacity (GW) | [7 empty] | Generation (TWh) | [7 empty] | Decomissioned Capacity (GW) | [7 empty] | Exported Capacity (GW) | [7 empty] | All data is based on LUT Energy System Transition Model results - Ram et al., 2017
Technologies | 2010-15 | 2015-20 | 2020-25 | 2025-30 | 2030-35 | 2035-40 | 2040-45 | 2045-50 | 2015 | 2020 | 2025 | 2030 | 2035 | 2040 | 2045 | 2050 | 2015 | 2020 | 2025 | 2030 | 2035 | 2040 | 2045 | 2050 | 2015 | 2020 | 2025 | 2030 | 2035 | 2040 | 2045 | 2050 | 2015 | 2020 | 2025 | 2030 | 2035 | 2040 | 2045 | 2050 |  | Contents
Wind onshore | 42 | 67 | 175 | 125 | 86 | 52 | 48 | 75 | 127 | 191 | 355 | 480 | 537 | 546 | 552 | 560 | 324 | 587 | 1075 | 1425 | 1642 | 1711 | 1749 | 1773 | 1 | 2 | 11 | 0 | 28 | 44 | 42 | 66 | 5.44 | 8.785 | 64.48 | 31.795 | 1.4 | 0.45 | 0.15 | 0.125
Wind offshore | 5 | 0 | 0 | 0 | 0 | 0 | 0 | 0 | 8 | 8 | 8 | 7 | 5 | 0 | 0 | 0 | 32 | 32 | 32 | 29 | 20 | 0 | 0 | 0 | 0 | 0 | 0 | 1 | 2 | 5 | 0 | 0 | 0 | 0 | 0 | 0 | 0 | 0 | 0 | 0
PV Utility-scale | 38 | 90 | 60 | 82 | 123 | 148 | 104 | 80 | 49 | 139 | 199 | 281 | 404 | 541 | 646 | 689 | 60 | 232 | 340 | 461 | 666 | 871 | 1025 | 1088 | 0 | 0 | 0 | 0 | 1 | 11 | 0 | 38 | 2.61 | 37.79 | 59.165 | 57.545 | 40.15 | 20.025 | 15.25 | 11.325
PV rooftop | 36 | 81 | 227 | 228 | 192 | 210 | 150 | 180 | 54 | 135 | 362 | 590 | 781 | 974 | 1124 | 1268 | 65 | 171 | 450 | 729 | 962 | 1195 | 1376 | 1546 | 0 | 0 | 0 | 0 | 1 | 16 | 0 | 36 | 1.22 | 5.755 | 23.835 | 33.99 | 11.825 | 12.6 | 10.15 | 5.05
Biomass | 8 | 0 | 10 | 4 | 5 | 7 | 10 | 5 | 20 | 19 | 28 | 31 | 32 | 33 | 35 | 41 | 53 | 96 | 173 | 187 | 177 | 170 | 177 | 192 | 0 | 0 | 1 | 1 | 4 | 6 | 8 | -1 | 0.78 | 0.81 | 1.615 | 0.465 | 0.15 | 0 | 0.05 | 0.125
Hydro Dam | 21 | 11 | 22 | 13 | 15 | 40 | 17 | 19 | 126 | 129 | 143 | 147 | 156 | 157 | 157 | 157 | 364 | 375 | 425 | 439 | 462 | 464 | 466 | 467 | 12 | 8 | 8 | 9 | 6 | 38 | 17 | 18 | 7.225 | 7.925 | 5.34 | 2.07 | 0.65 | 0.6 | 0.3 | 0.175
Hydro RoR | 11 | 4 | 5 | 4 | 2 | 23 | 10 | 9 | 67 | 67 | 67 | 67 | 67 | 67 | 67 | 67 | 192 | 192 | 192 | 192 | 192 | 192 | 192 | 192 | 6 | 4 | 5 | 4 | 2 | 23 | 10 | 9 | 2.5 | 1.605 | 1.12 | 0.585 | 0.025 | 0.175 | 0.1 | 0.075
Geothermal | 1 | 0 | 2 | 1 | 1 | 0 | 0 | 0 | 2 | 3 | 5 | 5 | 6 | 6 | 6 | 6 | 12 | 17 | 31 | 34 | 37 | 37 | 36 | 36 | 0 | 0 | 0 | 0 | 0 | 0 | 0 | 0 | 0.03 | 1.745 | 1.655 | 0.23 | 0.1 | 0 | 0 | 0
CSP | 2 | 0 | 0 | 0 | 0 | 0 | 0 | 0 | 2 | 2 | 2 | 2 | 2 | 2 | 0 | 0 | 4 | 4 | 6 | 6 | 38 | 43 | 37 | 33 | 0 | 0 | 0 | 0 | 0 | 1 | 2 | 0 | 0.1 | 0.05 | 0.15 | 0 | 0 | 0 | 0.3 | 0.85
Biogas PP | 23 | 147 | 8 | 21 | 6 | 36 | 137 | 18 | 28 | 175 | 183 | 204 | 209 | 224 | 223 | 232 | 51 | 136 | 127 | 107 | 103 | 107 | 120 | 127 | 0 | 0 | 0 | 0 | 1 | 21 | 138 | 8 | 0.66 | 12.38 | 0.285 | 0.38 | 0.025 | 0 | 0.55 | 0
Waste-to-energy | 1 | 10 | 2 | 1 | 2 | 2 | 3 | 0 | 8 | 17 | 19 | 19 | 19 | 19 | 20 | 20 | 47 | 141 | 151 | 154 | 156 | 160 | 166 | 164 | 1 | 0 | 0 | 1 | 1 | 1 | 2 | 1 | 0.1 | 0.61 | 0.05 | 0.05 | 0 | 0 | 0 | 0
Methanation | 0 | 0 | 0 | 0 | 1 | 6 | 8 | 1 | 0 | 0 | 0 | 0 | 1 | 7 | 15 | 16 | 0 | 0 | 0 | 0 | 0 | 0 | 0 | 0 | 0 | 0 | 0 | 0 | 0 | 0 | 0 | 0 | 0 | 0.1 | 0 | 0 | 0.9 | 0.9 | 1 | 0.175
Coal PP (Hard Coal) | 50 | 0 | 0 | 0 | 0 | 0 | 0 | 0 | 234 | 166 | 111 | 72 | 51 | 36 | 24 | 20 | 1152 | 774 | 328 | 168 | 83 | 26 | 7 | 0 | 37 | 67 | 55 | 39 | 21 | 15 | 12 | 4 | 14.195 | 0 | 0 | 0 | 0 | 0 | 0 | 0
Nuclear PP | 0 | 0 | 0 | 0 | 0 | 0 | 0 | 0 | 138 | 133 | 105 | 58 | 22 | 13 | 8 | 2 | 982 | 989 | 779 | 432 | 162 | 97 | 56 | 12 | 0 | 5 | 28 | 47 | 36 | 9 | 5 | 6 | 0.775 | 0 | 0 | 0 | 0 | 0 | 0 | 0
OCGT | 21 | 4 | 39 | 19 | 1 | 3 | 4 | 35 | 96 | 94 | 130 | 145 | 141 | 133 | 118 | 130 | 432 | 479 | 286 | 292 | 307 | 292 | 287 | 279 | 8 | 6 | 3 | 4 | 5 | 10 | 19 | 22 | 17.02 | 5.805 | 67.71 | 0.5 | 0 | 0.15 | 0.3 | 0.275
CCGT | 32 | 2 | 0 | 7 | 5 | 2 | 11 | 31 | 177 | 172 | 168 | 173 | 166 | 137 | 111 | 95 | 200 | 6 | 9 | 24 | 28 | 35 | 37 | 40 | 7 | 7 | 4 | 3 | 12 | 31 | 37 | 47 | 20.52 | 15.89 | 3.19 | 0 | 0 | 0 | 0 | 0.025
Steam Turbine (ST) | 0 | 0 | 0 | 0 | 6 | 1 | 0 | 0 | 0 | 0 | 1 | 1 | 7 | 8 | 7 | 6 | 2 | 2 | 2 | 3 | 16 | 19 | 16 | 15 | 0 | 0 | 0 | 0 | 0 | 0 | 0 | 0 | 0 | 0.05 | 0 | 0.43 | 1.3 | 0.075 | 0 | 0.1
Power to Heat (PtH) | 0 | 1 | 4 | 0 | 19 | 6 | 0 | 0 | 0 | 1 | 5 | 5 | 24 | 30 | 31 | 31 | 0 | 0 | 2 | 2 | 39 | 46 | 43 | 38 | 0 | 0 | 0 | 0 | 0 | 0 | 0 | 0 | 0 | 1.6 | 0.75 | 1.325 | 4.525 | 0.525 | 2.85 | 9.55
Internal Combustion Engine (ICE) | 2 | 0 | 0 | 0 | 0 | 0 | 0 | 0 | 55 | 33 | 7 | 3 | 1 | 0 | 0 | 0 | 63 | 0 | 0 | 0 | 0 | 0 | 0 | 0 | 1 | 22 | 26 | 4 | 2 | 1 | 0 | 0 | 5.07 | 0 | 0 | 0 | 0 | 0 | 0 | 0
Gas Storage | 0 | 2.7927 | 10.2172 | 22.5458 | 14.3224 | 23.65 | 28.9536 | 10.7109 | 0 | 2.7927 | 13.0099 | 35.5557 | 49.8781 | 73.5281 | 102.4818 | 113.1927 | 0 | 0 | 0 | 0 | 3 | 14 | 30 | 30 | 0 | 0 | 0 | 0 | 0 | 0 | 0 | 0 | 0 | 0.1143 | 0.26052 | 0.33052 | 0.68775 | 1.5377 | 1.5593 | 0.48206
Power to Gas (PtG) | 0 | 0 | 0 | 0 | 4 | 16 | 24 | 2 | 0 | 0 | 0 | 0 | 4 | 20 | 44 | 46 | 0 | 0 | 0 | 0 | 8 | 39 | 85 | 87 | 0 | 0 | 0 | 0 | 0 | 0 | 0 | 0 | 0 | 0.1 | 0 | 0.05 | 2.4 | 2.525 | 2.95 | 0.475
Battery Storage large-scale | 0 | 0 | 0.66667 | 25.1667 | 63.8333 | 81.1667 | 68 | 47.6667 | 0 | 0 | 0.83333 | 26 | 89.6667 | 170.8333 | 239 | 285.8333 | 0 | 0 | 2 | 47 | 149 | 275 | 379 | 453 | 0 | 0 | 0 | 0 | 0 | 0 | 0 | 0.66667 | 0 | 0.1 | 2.1317 | 24.7358 | 20.4083 | 10.1167 | 7.0917 | 5.8458
Battery Storage prosumer | 0 | 18.5 | 72.1667 | 64.8333 | 48.6667 | 43.6667 | 53.3333 | 98.6667 | 0 | 18.5 | 90.6667 | 155.5 | 204 | 247.6667 | 282.5 | 309 | 0 | 30 | 140 | 233 | 296 | 349 | 388 | 416 | 0 | 0 | 0 | 0 | 0 | 0 | 18.5 | 72.1667 | 0 | 0.41 | 7.9125 | 13.3883 | 4.0042 | 4.9417 | 4.4167 | 2.1083
Pumped Hydro Storage (PHS) | 6 | 4.6667 | 33.3333 | 2.6667 | 1.3333 | 4.6667 | 3.3333 | 3.3333 | 32 | 32.6667 | 58.6667 | 58.6667 | 58.6667 | 58.6667 | 58.6667 | 58.6667 | 6 | 10 | 19 | 16 | 15 | 16 | 15 | 15 | 4 | 4.6667 | 7.3333 | 2.6667 | 1.3333 | 4.6667 | 3.3333 | 3.3333 | 0.69 | 0.3 | 1.0767 | 0.13667 | 0 | 0.016667 | 0 | 0
Adiabatic Compressed Air Energy Storage (A-CAES) | 0 | 0.02 | 0.11 | 0.01 | 0.01 | 0.1 | 0.94 | 0.79 | 0 | 0.02 | 0.13 | 0.13 | 0.15 | 0.25 | 1.19 | 1.98 | 0 | 0 | 0 | 0 | 0 | 0 | 3 | 5 | 0 | 0 | 0 | 0 | 0 | 0 | 0 | 0 | 0 | 0.0495 | 0.023 | 0.001 | 0 | 0.006 | 0.004 | 0.0125
Eurasia | Gross-New Capacity Addition (GW) 2010-15: Gross-New Capacity Addition (GW) | Cummulative Capacity (GW) | [7 empty] | Generation (TWh) | [7 empty] | Decomissioned Capacity (GW) | [7 empty] | Exported Capacity (GW)
Technologies | 2010-15 | 2015-20 | 2020-25 | 2025-30 | 2030-35 | 2035-40 | 2040-45 | 2045-50 | 2015 | 2020 | 2025 | 2030 | 2035 | 2040 | 2045 | 2050 | 2015 | 2020 | 2025 | 2030 | 2035 | 2040 | 2045 | 2050 | 2015 | 2020 | 2025 | 2030 | 2035 | 2040 | 2045 | 2050 | 2015 | 2020 | 2025 | 2030 | 2035 | 2040 | 2045 | 2050
Wind onshore | 0 | 18 | 155 | 35 | 23 | 12 | 11 | 31 | 0 | 18 | 173 | 208 | 231 | 243 | 254 | 267 | 0 | 57 | 537 | 649 | 723 | 761 | 797 | 838 | 0 | 0 | 0 | 0 | 0 | 0 | 0 | 18
Wind offshore | 0 | 0 | 0 | 0 | 0 | 0 | 0 | 0 | 0 | 0 | 0 | 0 | 0 | 0 | 0 | 0 | 0 | 0 | 0 | 0 | 0 | 0 | 0 | 0 | 0 | 0 | 0 | 0 | 0 | 0 | 0 | 0
PV Utility-scale | 0 | 7 | 26 | 61 | 32 | 33 | 26 | 33 | 0 | 7 | 33 | 94 | 127 | 160 | 185 | 218 | 0 | 12 | 54 | 147 | 194 | 245 | 284 | 331 | 0 | 0 | 0 | 0 | 0 | 0 | 0 | 0
PV rooftop | 0 | 0 | 3 | 9 | 15 | 24 | 35 | 46 | 0 | 0 | 4 | 13 | 28 | 52 | 87 | 134 | 0 | 0 | 4 | 15 | 33 | 62 | 103 | 156 | 0 | 0 | 0 | 0 | 0 | 0 | 0 | 0
Biomass | 0 | 1 | 1 | 1 | 1 | 0 | 0 | 1 | 0 | 1 | 2 | 3 | 3 | 4 | 4 | 4 | 0 | 8 | 16 | 16 | 17 | 16 | 17 | 17 | 0 | 0 | 0 | 0 | 0 | 0 | 0 | 1
Hydro Dam | 12 | 11 | 10 | 4 | 3 | 12 | 8 | 11 | 53 | 54 | 62 | 64 | 68 | 69 | 69 | 71 | 177 | 182 | 216 | 223 | 234 | 238 | 240 | 246 | 7 | 10 | 2 | 2 | 0 | 10 | 8 | 9
Hydro RoR | 5 | 3 | 1 | 1 | 0 | 4 | 3 | 4 | 20 | 20 | 20 | 20 | 20 | 20 | 20 | 20 | 70 | 70 | 70 | 70 | 70 | 70 | 70 | 70 | 3 | 3 | 1 | 1 | 0 | 4 | 3 | 4
Geothermal | 0 | 7 | 2 | 1 | 2 | 0 | 0 | 0 | 0 | 7 | 10 | 10 | 12 | 12 | 12 | 12 | 0 | 59 | 79 | 80 | 81 | 81 | 80 | 81 | 0 | 0 | 0 | 0 | 0 | 0 | 0 | 0
CSP | 0 | 0 | 0 | 0 | 0 | 0 | 0 | 0 | 0 | 0 | 0 | 0 | 0 | 0 | 0 | 0 | 0 | 0 | 0 | 0 | 0 | 0 | 0 | 0 | 0 | 0 | 0 | 0 | 0 | 0 | 0 | 0
Biogas PP | 0 | 7 | 0 | 0 | 0 | 0 | 6 | 0 | 0 | 7 | 7 | 7 | 8 | 8 | 8 | 8 | 0 | 4 | 4 | 4 | 5 | 5 | 5 | 5 | 0 | 0 | 0 | 0 | 0 | 0 | 6 | 0
Waste-to-energy | 0 | 1 | 0 | 0 | 0 | 0 | 0 | 0 | 0 | 1 | 1 | 1 | 1 | 1 | 1 | 1 | 0 | 9 | 10 | 10 | 10 | 10 | 10 | 10 | 0 | 0 | 0 | 0 | 0 | 0 | 0 | 0
Methanation | 0 | 0 | 0 | 0 | 0 | 3 | 5 | 4 | 0 | 0 | 0 | 0 | 0 | 3 | 8 | 12 | 0 | 0 | 0 | 0 | 0 | 0 | 0 | 0 | 0 | 0 | 0 | 0 | 0 | 0 | 0 | 0
Coal PP (Hard Coal) | 9 | 0 | 0 | 0 | 0 | 0 | 0 | 0 | 67 | 45 | 21 | 12 | 7 | 6 | 5 | 4 | 215 | 320 | 51 | 12 | 6 | 3 | 1 | 0 | 7 | 22 | 25 | 9 | 4 | 2 | 0 | 1
Nuclear PP | 1 | 0 | 0 | 0 | 0 | 0 | 0 | 0 | 24 | 21 | 17 | 10 | 5 | 4 | 4 | 2 | 178 | 160 | 129 | 77 | 35 | 28 | 28 | 14 | 0 | 3 | 4 | 7 | 6 | 1 | 0 | 2
OCGT | 22 | 0 | 110 | 0 | 0 | 0 | 0 | 0 | 126 | 84 | 179 | 167 | 164 | 162 | 157 | 149 | 89 | 259 | 67 | 41 | 30 | 25 | 27 | 24 | 14 | 17 | 15 | 11 | 3 | 2 | 5 | 8
CCGT | 14 | 11 | 0 | 0 | 0 | 0 | 0 | 0 | 30 | 39 | 35 | 33 | 33 | 33 | 32 | 28 | 368 | 13 | 3 | 5 | 5 | 6 | 7 | 11 | 1 | 2 | 2 | 1 | 0 | 0 | 1 | 3
Steam Turbine (ST) | 0 | 0 | 0 | 0 | 0 | 0 | 0 | 0 | 0 | 0 | 0 | 0 | 0 | 0 | 0 | 0 | 0 | 0 | 0 | 0 | 0 | 0 | 0 | 0 | 0 | 0 | 0 | 0 | 0 | 0 | 0 | 0
Power to Heat (PtH) | 0 | 0 | 0 | 0 | 0 | 0 | 0 | 0 | 0 | 0 | 0 | 0 | 0 | 1 | 1 | 1 | 0 | 0 | 0 | 0 | 0 | 0 | 0 | 1 | 0 | 0 | 0 | 0 | 0 | 0 | 0 | 0
Internal Combustion Engine (ICE) | 0 | 0 | 0 | 0 | 0 | 0 | 0 | 0 | 9 | 5 | 1 | 1 | 0 | 0 | 0 | 0 | 11 | 0 | 0 | 0 | 0 | 0 | 0 | 0 | 0 | 4 | 4 | 0 | 0 | 0 | 0 | 0
Gas Storage | 0 | 0.10573 | 0.60938 | 1.7292 | 0.94896 | 5.087 | 8.6406 | 8.5755 | 0 | 0.10573 | 0.7151 | 2.4448 | 3.3937 | 8.4807 | 17.1214 | 25.6969 | 0 | 0 | 0 | 1 | 1 | 7 | 17 | 24 | 0 | 0 | 0 | 0 | 0 | 0 | 0 | 0
Power to Gas (PtG) | 0 | 0 | 0 | 0 | 0 | 8 | 14 | 11 | 0 | 0 | 0 | 0 | 2 | 9 | 22 | 33 | 0 | 0 | 0 | 3 | 4 | 21 | 52 | 74 | 0 | 0 | 0 | 0 | 0 | 0 | 0 | 0
Battery Storage large-scale | 0 | 0 | 0.16667 | 4.1667 | 11.1667 | 13.1667 | 8.6667 | 14 | 0.33333 | 0.33333 | 0.33333 | 4.5 | 15.5 | 28.6667 | 37.3333 | 51.1667 | 2 | 0 | 1 | 8 | 27 | 52 | 68 | 90 | 0 | 0 | 0 | 0 | 0.33333 | 0 | 0 | 0.16667
Battery Storage prosumer | 0 | 0 | 0 | 0 | 0.66667 | 2.6667 | 8.6667 | 14 | 0 | 0 | 0 | 0 | 0.66667 | 3.1667 | 12 | 26 | 0 | 0 | 0 | 0 | 1 | 5 | 16 | 35 | 0 | 0 | 0 | 0 | 0 | 0 | 0 | 0
Pumped Hydro Storage (PHS) | 1.3333 | 0 | 0 | 0.66667 | 0 | 0.66667 | 0 | 0 | 2.6667 | 2.6667 | 2.6667 | 2.6667 | 2.6667 | 2.6667 | 2.6667 | 2.6667 | 0 | 1 | 1 | 1 | 1 | 1 | 1 | 1 | 0.66667 | 0 | 0 | 0.66667 | 0 | 0.66667 | 0 | 0
Adiabatic Compressed Air Energy Storage (A-CAES) | 0 | 0 | 0 | 0 | 0 | 0 | 0.01 | 0.62 | 0 | 0 | 0.01 | 0.01 | 0.01 | 0.01 | 0.02 | 0.64 | 0 | 0 | 0 | 0 | 0 | 0 | 0 | 1 | 0 | 0 | 0 | 0 | 0 | 0 | 0 | 0
MENA | Gross-New Capacity Addition (GW) 2010-15: Gross-New Capacity Addition (GW) | Cummulative Capacity (GW) | [7 empty] | Generation (TWh) | [7 empty] | Decomissioned Capacity (GW) | [7 empty] | Exported Capacity (GW)
Technologies | 2010-15 | 2015-20 | 2020-25 | 2025-30 | 2030-35 | 2035-40 | 2040-45 | 2045-50 | 2015 | 2020 | 2025 | 2030 | 2035 | 2040 | 2045 | 2050 | 2015 | 2020 | 2025 | 2030 | 2035 | 2040 | 2045 | 2050 | 2015 | 2020 | 2025 | 2030 | 2035 | 2040 | 2045 | 2050 | 2015 | 2020 | 2025 | 2030 | 2035 | 2040 | 2045 | 2050
Wind onshore | 1 | 1 | 108 | 129 | 0 | 0 | 0 | 0 | 2 | 3 | 111 | 240 | 240 | 239 | 239 | 237 | 4 | 7 | 315 | 662 | 661 | 660 | 658 | 654 | 0 | 0 | 0 | 0 | 0 | 1 | 1 | 1
Wind offshore | 0 | 0 | 0 | 0 | 0 | 0 | 0 | 0 | 0 | 0 | 0 | 0 | 0 | 0 | 0 | 0 | 0 | 0 | 0 | 0 | 0 | 0 | 0 | 0 | 0 | 0 | 0 | 0 | 0 | 0 | 0 | 0
PV Utility-scale | 1 | 69 | 149 | 157 | 255 | 136 | 84 | 170 | 1 | 70 | 219 | 377 | 632 | 769 | 852 | 1021 | 2 | 163 | 514 | 872 | 1432 | 1718 | 1888 | 2235 | 0 | 0 | 0 | 0 | 0 | 0 | 0 | 1
PV rooftop | 0 | 3 | 14 | 34 | 46 | 79 | 118 | 92 | 0 | 4 | 18 | 52 | 97 | 176 | 294 | 386 | 1 | 6 | 31 | 91 | 173 | 314 | 525 | 689 | 0 | 0 | 0 | 0 | 0 | 0 | 0 | 0
Biomass | 0 | 3 | 3 | 2 | 1 | 0 | 1 | 2 | 0 | 3 | 5 | 7 | 8 | 9 | 9 | 9 | 0 | 23 | 41 | 41 | 42 | 42 | 40 | 30 | 0 | 0 | 0 | 0 | 0 | 0 | 0 | 3
Hydro Dam | 1 | 3 | 1 | 2 | 0 | 1 | 4 | 3 | 14 | 15 | 16 | 16 | 16 | 16 | 16 | 16 | 38 | 45 | 47 | 48 | 48 | 48 | 48 | 48 | 0 | 2 | 0 | 2 | 0 | 1 | 4 | 3
Hydro RoR | 1 | 1 | 0 | 0 | 0 | 0 | 2 | 2 | 5 | 5 | 5 | 5 | 5 | 5 | 5 | 5 | 15 | 15 | 15 | 15 | 15 | 15 | 15 | 15 | 0 | 1 | 0 | 0 | 0 | 0 | 2 | 2
Geothermal | 0 | 0 | 5 | 1 | 0 | 0 | 0 | 0 | 0 | 0 | 5 | 5 | 5 | 5 | 5 | 6 | 0 | 0 | 39 | 39 | 39 | 39 | 39 | 39 | 0 | 0 | 0 | 0 | 0 | 0 | 0 | 0
CSP | 0 | 0 | 1 | 0 | 0 | 0 | 6 | 34 | 0 | 0 | 1 | 1 | 1 | 1 | 7 | 40 | 0 | 0 | 2 | 11 | 64 | 57 | 56 | 116 | 0 | 0 | 0 | 0 | 0 | 0 | 0 | 0
Biogas PP | 0 | 9 | 0 | 1 | 0 | 0 | 8 | 0 | 0 | 9 | 9 | 10 | 10 | 10 | 10 | 11 | 0 | 6 | 6 | 6 | 6 | 6 | 6 | 6 | 0 | 0 | 0 | 0 | 0 | 0 | 8 | 0
Waste-to-energy | 0 | 1 | 0 | 0 | 0 | 0 | 0 | 0 | 0 | 1 | 1 | 1 | 1 | 1 | 1 | 1 | 0 | 5 | 5 | 5 | 5 | 5 | 5 | 5 | 0 | 0 | 0 | 0 | 0 | 0 | 0 | 0
Methanation | 0 | 0 | 0 | 0 | 8 | 9 | 8 | 4 | 0 | 0 | 0 | 0 | 8 | 17 | 25 | 29 | 0 | 0 | 0 | 0 | 0 | 0 | 0 | 0 | 0 | 0 | 0 | 0 | 0 | 0 | 0 | 0
Coal PP (Hard Coal) | 1 | 0 | 0 | 0 | 0 | 0 | 0 | 0 | 7 | 7 | 7 | 5 | 5 | 3 | 2 | 1 | 46 | 60 | 45 | 28 | 14 | 7 | 2 | 0 | 0 | 0 | 0 | 2 | 1 | 2 | 1 | 1
Nuclear PP | 1 | 0 | 0 | 0 | 0 | 0 | 0 | 0 | 1 | 1 | 1 | 1 | 1 | 1 | 1 | 1 | 4 | 7 | 7 | 7 | 7 | 7 | 7 | 7 | 0 | 0 | 0 | 0 | 0 | 0 | 0 | 0
OCGT | 34 | 1 | 183 | 4 | 0 | 0 | 1 | 3 | 141 | 132 | 304 | 300 | 292 | 279 | 259 | 227 | 419 | 1163 | 696 | 316 | 114 | 87 | 90 | 77 | 2 | 10 | 12 | 8 | 8 | 13 | 21 | 35
CCGT | 28 | 71 | 11 | 0 | 0 | 0 | 0 | 1 | 97 | 163 | 171 | 168 | 164 | 159 | 146 | 110 | 519 | 51 | 13 | 0 | 0 | 0 | 1 | 6 | 1 | 5 | 2 | 3 | 4 | 4 | 13 | 37
Steam Turbine (ST) | 0 | 0 | 0 | 1 | 8 | 0 | 0 | 4 | 0 | 0 | 0 | 2 | 10 | 9 | 8 | 12 | 0 | 0 | 1 | 5 | 28 | 25 | 25 | 51 | 0 | 0 | 0 | 0 | 0 | 0 | 0 | 0
Power to Heat (PtH) | 0 | 0 | 3 | 5 | 27 | 5 | 56 | 261 | 0 | 0 | 3 | 8 | 35 | 40 | 96 | 357 | 0 | 0 | 0 | 11 | 72 | 64 | 53 | 55 | 0 | 0 | 0 | 0 | 0 | 0 | 0 | 0
Internal Combustion Engine (ICE) | 19 | 0 | 0 | 0 | 0 | 0 | 0 | 0 | 78 | 54 | 27 | 22 | 9 | 0 | 0 | 0 | 319 | 0 | 0 | 0 | 0 | 0 | 0 | 0 | 10 | 23 | 27 | 5 | 14 | 9 | 0 | 0
Gas Storage | 0 | 0.0078125 | 0.090625 |  | 4.501 | 17.3594 | 14.351 | 11.4964 | 0 | 0.0078125 | 0.098437 | 0.50885 | 5.0099 | 22.3693 | 36.7203 | 48.2161 | 0 | 0 | 0 | 0 | 20 | 43 | 61 | 70 | 0 | 0 | 0 | 0 | 0 | 0 | 0 | 0
Power to Gas (PtG) | 0 | 0 | 0 | 0 | 22 | 25 | 24 | 11 | 0 | 0 | 0 | 0 | 22 | 48 | 71 | 83 | 0 | 0 | 0 | 1 | 53 | 118 | 163 | 198 | 0 | 0 | 0 | 0 | 0 | 0 | 0 | 0
Battery Storage large-scale | 0 | 0 | 3.1667 | 88.1667 | 138.6667 | 80.5 | 46.1667 | 86.5 | 0 | 0 | 3.1667 | 91.3333 | 230 | 310.5 | 356.8333 | 440.1667 | 0 | 0 | 6 | 173 | 439 | 606 | 687 | 866 | 0 | 0 | 0 | 0 | 0 | 0 | 0 | 3.1667
Battery Storage prosumer | 0 | 0.5 | 4.1667 | 13.8333 | 16.1667 | 30 | 57 | 41.8333 | 0 | 0.5 | 4.5 | 18.3333 | 34.5 | 64.5 | 121 | 158.6667 | 0 | 1 | 8 | 35 | 64 | 120 | 227 | 296 | 0 | 0 | 0 | 0 | 0 | 0 | 0.5 | 4.1667
Pumped Hydro Storage (PHS) | 0.66667 | 0 | 0.66667 | 0 | 0 | 0 | 0 | 0 | 0.66667 | 0.66667 | 1.3333 | 1.3333 | 1.3333 | 1.3333 | 1.3333 | 1.3333 | 0 | 0 | 1 | 0 | 0 | 0 | 0 | 0 | 0 | 0 | 0 | 0 | 0 | 0 | 0 | 0
Adiabatic Compressed Air Energy Storage (A-CAES) | 0 | 0 | 0.12 | 0 | 0 | 0.08 | 0.07 | 0.25 | 0 | 0 | 0.12 | 0.12 | 0.12 | 0.2 | 0.27 | 0.53 | 0 | 0 | 0 | 0 | 0 | 0 | 1 | 1 | 0 | 0 | 0 | 0 | 0 | 0 | 0 | 0
Sub-Saharan Africa | Gross-New Capacity Addition (GW) 2010-15: Gross-New Capacity Addition (GW) | Cummulative Capacity (GW) | [7 empty] | Generation (TWh) | [7 empty] | Decomissioned Capacity (GW) | [7 empty] | Exported Capacity (GW)
Technologies | 2010-15 | 2015-20 | 2020-25 | 2025-30 | 2030-35 | 2035-40 | 2040-45 | 2045-50 | 2015 | 2020 | 2025 | 2030 | 2035 | 2040 | 2045 | 2050 | 2015 | 2020 | 2025 | 2030 | 2035 | 2040 | 2045 | 2050 | 2015 | 2020 | 2025 | 2030 | 2035 | 2040 | 2045 | 2050 | 2015 | 2020 | 2025 | 2030 | 2035 | 2040 | 2045 | 2050
Wind onshore | 1 | 4 | 45 | 21 | 2 | 2 | 3 | 5 | 1 | 5 | 50 | 71 | 73 | 75 | 77 | 78 | 2 | 17 | 155 | 222 | 227 | 235 | 242 | 243 | 0 | 0 | 0 | 0 | 0 | 0 | 1 | 4
Wind offshore | 0 | 0 | 0 | 0 | 0 | 0 | 0 | 0 | 0 | 0 | 0 | 0 | 0 | 0 | 0 | 0 | 0 | 0 | 0 | 0 | 0 | 0 | 0 | 0 | 0 | 0 | 0 | 0 | 0 | 0 | 0 | 0
PV Utility-scale | 1 | 30 | 48 | 101 | 123 | 120 | 221 | 283 | 1 | 31 | 79 | 180 | 303 | 423 | 644 | 926 | 3 | 73 | 179 | 409 | 683 | 946 | 1431 | 2061 | 0 | 0 | 0 | 0 | 0 | 0 | 0 | 1
PV rooftop | 0 | 2 | 13 | 33 | 49 | 81 | 85 | 110 | 0 | 2 | 15 | 48 | 98 | 178 | 263 | 373 | 0 | 3 | 26 | 83 | 167 | 305 | 448 | 632 | 0 | 0 | 0 | 0 | 0 | 0 | 0 | 0
Biomass | 0 | 0 | 2 | 0 | 0 | 0 | 0 | 3 | 0 | 0 | 2 | 2 | 2 | 2 | 2 | 5 | 0 | 2 | 14 | 13 | 12 | 10 | 9 | 12 | 0 | 0 | 0 | 0 | 0 | 0 | 0 | 0
Hydro Dam | 4 | 9 | 5 | 4 | 2 | 3 | 2 | 4 | 14 | 20 | 24 | 28 | 30 | 33 | 34 | 34 | 65 | 96 | 113 | 129 | 143 | 157 | 161 | 167 | 2 | 3 | 2 | 1 | 0 | 1 | 1 | 3
Hydro RoR | 1 | 1 | 1 | 0 | 0 | 1 | 0 | 1 | 5 | 5 | 6 | 6 | 6 | 6 | 6 | 6 | 25 | 26 | 28 | 28 | 29 | 29 | 29 | 29 | 1 | 1 | 1 | 0 | 0 | 1 | 0 | 1
Geothermal | 0 | 0 | 2 | 0 | 0 | 0 | 0 | 0 | 0 | 0 | 2 | 2 | 2 | 2 | 2 | 2 | 0 | 0 | 13 | 15 | 15 | 15 | 15 | 15 | 0 | 0 | 0 | 0 | 0 | 0 | 0 | 0
CSP | 0 | 0 | 0 | 0 | 0 | 0 | 0 | 0 | 0 | 0 | 0 | 0 | 0 | 0 | 0 | 0 | 0 | 0 | 0 | 5 | 38 | 46 | 45 | 34 | 0 | 0 | 0 | 0 | 0 | 0 | 0 | 0
Biogas PP | 0 | 4 | 1 | 1 | 0 | 0 | 3 | 0 | 0 | 4 | 4 | 5 | 6 | 6 | 6 | 6 | 0 | 3 | 3 | 3 | 3 | 4 | 4 | 4 | 0 | 0 | 0 | 0 | 0 | 0 | 3 | 0
Waste-to-energy | 0 | 0 | 0 | 0 | 0 | 0 | 0 | 0 | 0 | 0 | 0 | 0 | 0 | 0 | 0 | 0 | 0 | 4 | 4 | 4 | 4 | 4 | 4 | 4 | 0 | 0 | 0 | 0 | 0 | 0 | 0 | 0
Methanation | 0 | 0 | 0 | 0 | 1 | 2 | 12 | 3 | 0 | 0 | 0 | 0 | 1 | 3 | 15 | 18 | 0 | 0 | 0 | 0 | 0 | 0 | 0 | 0 | 0 | 0 | 0 | 0 | 0 | 0 | 0 | 0
Coal PP (Hard Coal) | 3 | 0 | 0 | 0 | 0 | 0 | 0 | 0 | 43 | 39 | 31 | 26 | 14 | 10 | 5 | 5 | 254 | 250 | 136 | 53 | 28 | 13 | 0 | 0 | 2 | 4 | 8 | 5 | 11 | 4 | 5 | 1
Nuclear PP | 0 | 0 | 0 | 0 | 0 | 0 | 0 | 0 | 2 | 2 | 2 | 0 | 0 | 0 | 0 | 0 | 11 | 14 | 14 | 0 | 0 | 0 | 0 | 0 | 0 | 0 | 0 | 2 | 0 | 0 | 0 | 0
OCGT | 7 | 8 | 54 | 0 | 0 | 2 | 5 | 8 | 16 | 23 | 76 | 75 | 74 | 76 | 80 | 85 | 52 | 103 | 65 | 46 | 13 | 17 | 20 | 19 | 0 | 1 | 1 | 1 | 1 | 1 | 0 | 4
CCGT | 6 | 8 | 6 | 0 | 0 | 0 | 0 | 0 | 8 | 16 | 21 | 21 | 21 | 21 | 21 | 19 | 48 | 13 | 7 | 1 | 3 | 7 | 16 | 21 | 0 | 0 | 0 | 0 | 0 | 0 | 1 | 1
Steam Turbine (ST) | 0 | 0 | 0 | 1 | 5 | 1 | 0 | 0 | 0 | 0 | 0 | 1 | 6 | 7 | 6 | 4 | 0 | 0 | 0 | 2 | 16 | 20 | 20 | 15 | 0 | 0 | 0 | 0 | 0 | 0 | 0 | 0
Power to Heat (PtH) | 0 | 0 | 0 | 2 | 18 | 2 | 1 | 121 | 0 | 0 | 0 | 2 | 20 | 22 | 23 | 144 | 0 | 0 | 0 | 5 | 44 | 53 | 52 | 53 | 0 | 0 | 0 | 0 | 0 | 0 | 0 | 0
Internal Combustion Engine (ICE) | 2 | 0 | 0 | 0 | 0 | 0 | 0 | 0 | 10 | 9 | 8 | 7 | 2 | 0 | 0 | 0 | 30 | 0 | 0 | 0 | 0 | 0 | 0 | 0 | 0 | 1 | 2 | 1 | 5 | 2 | 0 | 0
Gas Storage | 0 | 0.016667 | 0.088542 | 0.1375 | 1.8219 | 1.4474 | 16.8344 | 7.7859 | 0 | 0.016667 | 0.10469 | 0.24271 | 2.0641 | 3.5115 | 20.3458 | 28.1318 | 0 | 0 | 0 | 0 | 2 | 7 | 29 | 37 | 0 | 0 | 0 | 0 | 0 | 0 | 0 | 0
Power to Gas (PtG) | 0 | 0 | 0 | 0 | 2 | 6 | 35 | 8 | 0 | 0 | 0 | 0 | 2 | 9 | 44 | 51 | 0 | 0 | 0 | 0 | 6 | 23 | 91 | 119 | 0 | 0 | 0 | 0 | 0 | 0 | 0 | 0
Battery Storage large-scale | 0 | 0 | 5.1667 | 49.8333 | 58 | 50 | 95.6667 | 147.3333 | 0 | 0 | 5.1667 | 55 | 113.1667 | 163 | 258.6667 | 400.8333 | 0 | 0 | 11 | 103 | 214 | 313 | 501 | 782 | 0 | 0 | 0 | 0 | 0 | 0 | 0 | 5.1667
Battery Storage prosumer | 0 | 0.16667 | 4.1667 | 11.8333 | 18.3333 | 35 | 31.3333 | 42.5 | 0 | 0.16667 | 4.1667 | 16 | 34.3333 | 69.3333 | 100.5 | 138.8333 | 0 | 0 | 8 | 30 | 64 | 129 | 187 | 257 | 0 | 0 | 0 | 0 | 0 | 0 | 0.16667 | 4.1667
Pumped Hydro Storage (PHS) | 0 | 0 | 2 | 0 | 0 | 0 | 0 | 0 | 1.3333 | 1.3333 | 2 | 2 | 2 | 2 | 2 | 2 | 0 | 1 | 1 | 1 | 1 | 1 | 1 | 1 | 0 | 0 | 0.66667 | 0 | 0 | 0 | 0 | 0
Adiabatic Compressed Air Energy Storage (A-CAES) | 0 | 0 | 0 | 0 | 0 | 0 | 0.01 | 0.25 | 0 | 0 | 0 | 0 | 0 | 0.01 | 0.02 | 0.27 | 0 | 0 | 0 | 0 | 0 | 0 | 0 | 1 | 0 | 0 | 0 | 0 | 0 | 0 | 0 | 0
SAARC | Gross-New Capacity Addition (GW) 2010-15: Gross-New Capacity Addition (GW) | Cummulative Capacity (GW) | [7 empty] | Generation (TWh) | [7 empty] | Decomissioned Capacity (GW) | [7 empty] | Exported Capacity (GW)
Technologies | 2010-15 | 2015-20 | 2020-25 | 2025-30 | 2030-35 | 2035-40 | 2040-45 | 2045-50 | 2015 | 2020 | 2025 | 2030 | 2035 | 2040 | 2045 | 2050 | 2015 | 2020 | 2025 | 2030 | 2035 | 2040 | 2045 | 2050 | 2015 | 2020 | 2025 | 2030 | 2035 | 2040 | 2045 | 2050 | 2015 | 2020 | 2025 | 2030 | 2035 | 2040 | 2045 | 2050
Wind onshore | 11 | 1 | 37 | 111 | 0 | 5 | 21 | 26 | 24 | 25 | 61 | 172 | 169 | 166 | 176 | 200 | 40 | 44 | 130 | 383 | 379 | 375 | 403 | 456 | 0 | 1 | 1 | 0 | 3 | 9 | 11 | 1 | 0.335 | 2.915 | 35.33 | 20.67 | 1.23 | 0.36 | 0.06 | 0.05
Wind offshore | 0 | 0 | 0 | 0 | 0 | 0 | 0 | 0 | 0 | 0 | 0 | 0 | 0 | 0 | 0 | 0 | 0 | 0 | 0 | 0 | 0 | 0 | 0 | 0 | 0 | 0 | 0 | 0 | 0 | 0 | 0 | 0 | 0 | 0 | 0 | 0 | 0 | 0 | 0 | 0
PV Utility-scale | 6 | 87 | 282 | 341 | 381 | 374 | 514 | 613 | 6 | 93 | 375 | 717 | 1098 | 1471 | 1986 | 2593 | 10 | 190 | 776 | 1467 | 2224 | 2963 | 3977 | 5183 | 0 | 0 | 0 | 0 | 0 | 0 | 0 | 6 | 0.305 | 16.49 | 33.62 | 37.02 | 32.02 | 14.625 | 8.62 | 7.08
PV rooftop | 0 | 12 | 76 | 185 | 166 | 210 | 208 | 281 | 0 | 12 | 88 | 273 | 439 | 648 | 856 | 1137 | 0 | 19 | 141 | 438 | 704 | 1040 | 1373 | 1822 | 0 | 0 | 0 | 0 | 0 | 0 | 0 | 0 | 0.12 | 1.145 | 4.74 | 11.015 | 7.31 | 8.955 | 7.6 | 3.4
Biomass | 1 | 2 | 9 | 8 | 4 | 4 | 0 | 2 | 6 | 8 | 17 | 24 | 27 | 28 | 27 | 27 | 14 | 70 | 140 | 172 | 168 | 154 | 138 | 123 | 0 | 0 | 0 | 1 | 1 | 3 | 1 | 2 | 0.03 | 0.71 | 0.91 | 0.415 | 0.15 | 0 | 0.05 | 0.08
Hydro Dam | 8 | 17 | 3 | 3 | 1 | 6 | 5 | 6 | 33 | 47 | 48 | 49 | 49 | 49 | 49 | 50 | 121 | 177 | 179 | 180 | 180 | 180 | 181 | 182 | 5 | 3 | 3 | 3 | 1 | 6 | 5 | 5 | 2.555 | 2.83 | 1.54 | 0.87 | 0.23 | 0.465 | 0.24 | 0.115
Hydro RoR | 3 | 2 | 1 | 1 | 1 | 2 | 4 | 5 | 21 | 21 | 21 | 21 | 21 | 21 | 21 | 21 | 81 | 81 | 81 | 81 | 81 | 81 | 81 | 81 | 1 | 2 | 1 | 1 | 1 | 2 | 4 | 5 | 1.145 | 0.65 | 0.28 | 0.135 | 0 | 0.13 | 0.1 | 0.06
Geothermal | 0 | 0 | 5 | 0 | 0 | 0 | 0 | 0 | 0 | 0 | 5 | 5 | 5 | 5 | 5 | 5 | 0 | 0 | 40 | 40 | 40 | 40 | 40 | 40 | 0 | 0 | 0 | 0 | 0 | 0 | 0 | 0 | 0.03 | 0.995 | 1.25 | 0.23 | 0.1 | 0 | 0 | 0
CSP | 0 | 0 | 0 | 0 | 0 | 0 | 0 | 0 | 0 | 0 | 0 | 0 | 0 | 0 | 0 | 0 | 1 | 1 | 1 | 4 | 87 | 85 | 82 | 77 | 0 | 0 | 0 | 0 | 0 | 0 | 0 | 0 | 0 | 0 | 0.15 | 0 | 0 | 0 | 0.3 | 0.85
Biogas PP | 0 | 33 | 1 | 1 | 0 | 0 | 22 | 0 | 0 | 34 | 35 | 35 | 36 | 36 | 34 | 35 | 1 | 32 | 34 | 34 | 35 | 35 | 35 | 35 | 0 | 0 | 0 | 0 | 0 | 0 | 23 | 0 | 0.06 | 3.51 | 0.12 | 0.205 | 0 | 0 | 0.46 | 0
Waste-to-energy | 0 | 2 | 0 | 0 | 0 | 0 | 0 | 0 | 0 | 2 | 3 | 3 | 3 | 3 | 3 | 3 | 1 | 19 | 21 | 22 | 22 | 22 | 22 | 22 | 0 | 0 | 0 | 0 | 0 | 0 | 0 | 0 | 0 | 0.36 | 0 | 0 | 0 | 0 | 0 | 0
Methanation | 0 | 0 | 0 | 0 | 0 | 1 | 15 | 9 | 0 | 0 | 0 | 0 | 0 | 1 | 15 | 24 | 0 | 0 | 0 | 0 | 0 | 0 | 0 | 0 | 0 | 0 | 0 | 0 | 0 | 0 | 0 | 0 | 0 | 0 | 0 | 0 | 0.84 | 0.81 | 0.64 | 0.13
Coal PP (Hard Coal) | 69 | 0 | 0 | 0 | 0 | 0 | 0 | 0 | 163 | 160 | 152 | 142 | 127 | 115 | 106 | 96 | 1093 | 1156 | 761 | 252 | 76 | 29 | 3 | 0 | 2 | 3 | 7 | 10 | 16 | 11 | 10 | 10 | 2.305 | 0 | 0 | 0 | 0 | 0 | 0 | 0
Nuclear PP | 2 | 0 | 0 | 0 | 0 | 0 | 0 | 0 | 6 | 7 | 6 | 6 | 6 | 5 | 4 | 3 | 34 | 49 | 48 | 45 | 43 | 37 | 29 | 26 | 0 | 0 | 0 | 0 | 0 | 1 | 1 | 0 | 0.325 | 0 | 0 | 0 | 0 | 0 | 0 | 0
OCGT | 6 | 41 | 62 | 0 | 0 | 0 | 0 | 1 | 16 | 57 | 118 | 117 | 114 | 113 | 112 | 111 | 199 | 208 | 142 | 62 | 34 | 32 | 43 | 40 | 0 | 0 | 1 | 2 | 2 | 1 | 1 | 2 | 10.01 | 0.915 | 42.95 | 0.5 | 0 | 0.06 | 0.15 | 0.155
CCGT | 26 | 6 | 4 | 0 | 1 | 0 | 0 | 0 | 46 | 53 | 56 | 53 | 51 | 46 | 43 | 37 | 52 | 38 | 52 | 1 | 4 | 5 | 16 | 32 | 0 | 0 | 0 | 3 | 3 | 5 | 3 | 6 | 7.84 | 14.45 | 2.55 | 0 | 0 | 0 | 0 | 0.025
Steam Turbine (ST) | 0 | 0 | 0 | 1 | 12 | 1 | 0 | 0 | 0 | 0 | 0 | 1 | 13 | 14 | 13 | 12 | 0 | 0 | 0 | 2 | 37 | 37 | 36 | 34 | 0 | 0 | 0 | 0 | 0 | 0 | 0 | 0 | 0 | 0 | 0 | 0.205 | 1 | 0.03 | 0 | 0.1
Power to Heat (PtH) | 0 | 0 | 0 | 2 | 44 | 4 | 0 | 0 | 0 | 0 | 0 | 2 | 46 | 50 | 50 | 50 | 0 | 0 | 0 | 4 | 100 | 97 | 95 | 89 | 0 | 0 | 0 | 0 | 0 | 0 | 0 | 0 | 0 | 0 | 0.45 | 0.875 | 3.42 | 0.435 | 2.82 | 7.735
Internal Combustion Engine (ICE) | 3 | 0 | 0 | 0 | 0 | 0 | 0 | 0 | 15 | 12 | 5 | 4 | 1 | 0 | 0 | 0 | 74 | 0 | 0 | 0 | 0 | 0 | 0 | 0 | 2 | 4 | 7 | 1 | 2 | 1 | 0 | 0 | 3.585 | 0 | 0 | 0 | 0 | 0 | 0 | 0
Gas Storage | 0 | 0.21146 | 0.065104 | 0.88229 | 4.612 | 4.5021 | 21.2401 | 15.7823 | 0 | 0.21146 | 0.27604 | 1.1583 | 5.7703 | 10.2724 | 31.5125 | 47.2948 | 0 | 0 | 0 | 0 | 1 | 2 | 32 | 50 | 0 | 0 | 0 | 0 | 0 | 0 | 0 | 0 | 0 | 0.020469 | 0.088172 | 0.18606 | 0.57043 | 1.4725 | 1.0542 | 0.36527
Power to Gas (PtG) | 0 | 0 | 0 | 0 | 0 | 2 | 42 | 26 | 0 | 0 | 0 | 0 | 0 | 2 | 44 | 69 | 0 | 0 | 0 | 0 | 1 | 6 | 93 | 156 | 0 | 0 | 0 | 0 | 0 | 0 | 0 | 0 | 0 | 0 | 0 | 0 | 2.28 | 2.255 | 1.9 | 0.355
Battery Storage large-scale | 0 | 0 | 14.5 | 205.6667 | 190.6667 | 205.5 | 246.1667 | 312.6667 | 0 | 0 | 14.5 | 220.1667 | 410.8333 | 616.3333 | 862.5 | 1160.6667 | 0 | 0 | 33 | 430 | 793 | 1158 | 1617 | 2162 | 0 | 0 | 0 | 0 | 0 | 0 | 0 | 14.5 | 0 | 0 | 1.2667 | 17.14 | 16.745 | 7.8667 | 4.2217 | 3.6358
Battery Storage prosumer | 0 | 0 | 23 | 78.5 | 58.8333 | 68.6667 | 63 | 102 | 0 | 0 | 23 | 101.5 | 160.3333 | 229.1667 | 292.1667 | 371.1667 | 0 | 0 | 41 | 181 | 284 | 406 | 516 | 655 | 0 | 0 | 0 | 0 | 0 | 0 | 0 | 23 | 0 | 0.15917 | 1.3 | 4.2258 | 2.3833 | 3.3667 | 3.4767 | 1.4708
Pumped Hydro Storage (PHS) | 0 | 4.6667 | 22 | 0 | 0 | 0 | 2.6667 | 0.66667 | 2.6667 | 7.3333 | 29.3333 | 29.3333 | 29.3333 | 29.3333 | 29.3333 | 29.3333 | 1 | 3 | 13 | 12 | 11 | 10 | 10 | 10 | 0 | 0 | 0 | 0 | 0 | 0 | 2.6667 | 0.66667 | 0.35667 | 0 | 0.28 | 0.07 | 0 | 0.016667 | 0 | 0
Adiabatic Compressed Air Energy Storage (A-CAES) | 0 | 0 | 0 | 0 | 0 | 0 | 0.01 | 0 | 0 | 0 | 0 | 0 | 0.01 | 0.01 | 0.01 | 0.01 | 0 | 0 | 0 | 0 | 0 | 0 | 0 | 0 | 0 | 0 | 0 | 0 | 0 | 0 | 0 | 0 | 0 | 0 | 0.018 | 0 | 0 | 0.006 | 0.0037 | 0.00875
Northeast Asia | Gross-New Capacity Addition (GW) 2010-15: Gross-New Capacity Addition (GW) | Cummulative Capacity (GW) | [7 empty] | Generation (TWh) | [7 empty] | Decomissioned Capacity (GW) | [7 empty] | Exported Capacity (GW)
Technologies | 2010-15 | 2015-20 | 2020-25 | 2025-30 | 2030-35 | 2035-40 | 2040-45 | 2045-50 | 2015 | 2020 | 2025 | 2030 | 2035 | 2040 | 2045 | 2050 | 2015 | 2020 | 2025 | 2030 | 2035 | 2040 | 2045 | 2050 | 2015 | 2020 | 2025 | 2030 | 2035 | 2040 | 2045 | 2050 | 2015 | 2020 | 2025 | 2030 | 2035 | 2040 | 2045 | 2050
Wind onshore | 68 | 204 | 698 | 191 | 4 | 3 | 1 | 23 | 118 | 322 | 1018 | 1209 | 1211 | 1169 | 1102 | 921 | 341 | 1026 | 3368 | 4000 | 4013 | 3899 | 3700 | 3087 | 1 | 0 | 1 | 0 | 2 | 46 | 68 | 203 | 10.125 | 17.075 | 117.66 | 62.835 | 2.75 | 0.9 | 0.3 | 0.25
Wind offshore | 0 | 0 | 0 | 0 | 0 | 0 | 0 | 0 | 0 | 0 | 0 | 0 | 0 | 0 | 0 | 0 | 0 | 0 | 0 | 0 | 0 | 0 | 0 | 0 | 0 | 0 | 0 | 0 | 0 | 0 | 0 | 0 | 0.375 | 0 | 0 | 0 | 0 | 0 | 0 | 0
PV Utility-scale | 50 | 143 | 449 | 597 | 740 | 759 | 968 | 1389 | 52 | 195 | 644 | 1241 | 1982 | 2739 | 3706 | 5046 | 80 | 359 | 1157 | 2243 | 3546 | 4871 | 6570 | 8758 | 0 | 0 | 0 | 0 | 0 | 2 | 0 | 50 | 6.46 | 69.31 | 107.615 | 103.11 | 79.55 | 40.05 | 30.5 | 22.65
PV rooftop | 27 | 86 | 202 | 564 | 423 | 415 | 284 | 397 | 28 | 114 | 316 | 880 | 1304 | 1716 | 2000 | 2371 | 38 | 161 | 452 | 1290 | 1912 | 2520 | 2940 | 3486 | 0 | 0 | 0 | 0 | 0 | 3 | 0 | 27 | 3.96 | 13.705 | 48.39 | 61.62 | 22.075 | 25.2 | 20.3 | 10.1
Biomass | 3 | 0 | 19 | 5 | 3 | 2 | 1 | 2 | 8 | 9 | 28 | 33 | 34 | 32 | 30 | 33 | 37 | 70 | 220 | 220 | 214 | 195 | 173 | 158 | 0 | 0 | 0 | 0 | 1 | 4 | 3 | 0 | 1.495 | 1.62 | 3.61 | 1.12 | 0.3 | 0 | 0.1 | 0.25
Hydro Dam | 51 | 64 | 39 | 7 | 7 | 23 | 35 | 79 | 205 | 267 | 302 | 302 | 302 | 302 | 302 | 305 | 724 | 970 | 1073 | 1075 | 1075 | 1075 | 1075 | 1081 | 3 | 2 | 5 | 6 | 7 | 23 | 35 | 77 | 12.415 | 13.515 | 9.025 | 4.135 | 1 | 1.2 | 0.6 | 0.35
Hydro RoR | 24 | 1 | 2 | 3 | 4 | 10 | 7 | 38 | 88 | 88 | 88 | 89 | 89 | 89 | 89 | 89 | 309 | 309 | 309 | 310 | 310 | 310 | 310 | 310 | 1 | 1 | 2 | 3 | 4 | 10 | 7 | 38 | 4.79 | 2.78 | 1.82 | 0.98 | 0.025 | 0.35 | 0.2 | 0.15
Geothermal | 0 | 1 | 2 | 1 | 0 | 0 | 0 | 0 | 1 | 1 | 3 | 4 | 4 | 4 | 4 | 5 | 4 | 8 | 22 | 29 | 28 | 28 | 29 | 29 | 0 | 0 | 0 | 0 | 0 | 0 | 0 | 0 | 0.115 | 2.66 | 3.29 | 0.515 | 0.2 | 0 | 0 | 0
CSP | 0 | 0 | 0 | 0 | 0 | 0 | 0 | 2 | 0 | 0 | 0 | 0 | 0 | 0 | 0 | 2 | 0 | 0 | 59 | 103 | 139 | 141 | 28 | 20 | 0 | 0 | 0 | 0 | 0 | 0 | 0 | 0 | 0.25 | 0.05 | 0.3 | 0 | 0 | 0 | 0.6 | 1.7
Biogas PP | 1 | 34 | 1 | 3 | 0 | 1 | 32 | 8 | 2 | 35 | 37 | 39 | 40 | 40 | 41 | 48 | 4 | 26 | 26 | 27 | 29 | 29 | 29 | 30 | 0 | 0 | 0 | 0 | 0 | 1 | 31 | 0 | 2.405 | 29.125 | 1.09 | 2.215 | 0.025 | 0 | 1.1 | 0
Waste-to-energy | 0 | 2 | 0 | 0 | 0 | 0 | 1 | 0 | 3 | 5 | 5 | 5 | 4 | 4 | 4 | 4 | 11 | 29 | 31 | 31 | 31 | 31 | 34 | 33 | 0 | 0 | 0 | 0 | 0 | 1 | 1 | 0 | 0.175 | 1.82 | 0.2 | 0.125 | 0 | 0 | 0 | 0
Methanation | 0 | 0 | 0 | 2 | 1 | 8 | 20 | 20 | 0 | 0 | 0 | 2 | 3 | 11 | 32 | 52 | 0 | 0 | 0 | 0 | 0 | 0 | 0 | 0 | 0 | 0 | 0 | 0 | 0 | 0 | 0 | 0 | 0 | 0.1 | 0 | 0 | 1.8 | 1.8 | 2 | 0.35
Coal PP (Hard Coal) | 189 | 0 | 0 | 0 | 0 | 0 | 0 | 0 | 942 | 930 | 918 | 902 | 870 | 824 | 739 | 568 | 4322 | 3828 | 1482 | 552 | 226 | 120 | 45 | 0 | 4 | 12 | 12 | 16 | 33 | 45 | 85 | 171 | 27.43 | 0 | 0 | 0 | 0 | 0 | 0 | 0
Nuclear PP | 13 | 0 | 0 | 0 | 0 | 0 | 0 | 0 | 80 | 79 | 74 | 63 | 51 | 39 | 30 | 18 | 287 | 587 | 552 | 467 | 381 | 288 | 222 | 136 | 0 | 2 | 5 | 11 | 12 | 12 | 9 | 12 | 1.31 | 0 | 0 | 0 | 0 | 0 | 0 | 0
OCGT | 77 | 0 | 118 | 2 | 0 | 0 | 1 | 100 | 140 | 135 | 252 | 250 | 243 | 230 | 226 | 299 | 566 | 298 | 114 | 82 | 58 | 77 | 94 | 89 | 3 | 3 | 0 | 4 | 7 | 13 | 6 | 27 | 29.79 | 10.61 | 119.775 | 2.425 | 0 | 0.3 | 0.6 | 0.55
CCGT | 66 | 0 | 0 | 0 | 0 | 0 | 0 | 17 | 111 | 110 | 106 | 104 | 97 | 87 | 81 | 84 | 485 | 25 | 13 | 11 | 6 | 2 | 24 | 58 | 1 | 1 | 3 | 2 | 8 | 10 | 6 | 14 | 33.84 | 31.69 | 6.06 | 0.525 | 0 | 0 | 0 | 0.05
Steam Turbine (ST) | 13 | 0 | 7 | 8 | 7 | 0 | 0 | 0 | 13 | 0 | 7 | 15 | 22 | 21 | 4 | 3 | 0 | 0 | 25 | 43 | 59 | 60 | 12 | 9 | 0 | 0 | 0 | 0 | 0 | 0 | 13 | 0 | 0 | 0.05 | 0 | 0.69 | 2.6 | 0.15 | 0 | 0.2
Power to Heat (PtH) | 0 | 2 | 71 | 14 | 21 | 1 | 0 | 0 | 0 | 2 | 73 | 87 | 108 | 109 | 109 | 109 | 0 | 0 | 70 | 121 | 161 | 163 | 32 | 21 | 0 | 0 | 0 | 0 | 0 | 0 | 0 | 0 | 0 | 1.675 | 1.5 | 2.25 | 9.025 | 1.05 | 5.7 | 19.1
Internal Combustion Engine (ICE) | 8 | 0 | 0 | 0 | 0 | 0 | 0 | 0 | 90 | 53 | 10 | 6 | 3 | 0 | 0 | 0 | 162 | 0 | 0 | 0 | 0 | 0 | 0 | 0 | 5 | 36 | 43 | 4 | 3 | 3 | 0 | 0 | 9.25 | 0 | 0 | 0 | 0 | 0 | 0 | 0
Gas Storage | 0 | 1.6021 | 0.34479 | 2.3208 | 8.0724 | 9.9443 | 34.3479 | 39.9448 | 0 | 1.6021 | 1.9469 | 4.2677 | 12.3401 | 22.2844 | 56.6323 | 96.5771 | 0 | 0 | 0 | 2 | 6 | 24 | 67 | 100 | 0 | 0 | 0 | 0 | 0 | 0 | 0 | 0 | 0 | 0.35763 | 1.1197 | 2.1848 | 1.3675 | 3.0754 | 3.1185 | 0.96411
Power to Gas (PtG) | 0 | 0 | 0 | 4 | 4 | 24 | 59 | 58 | 0 | 0 | 0 | 4 | 8 | 31 | 90 | 148 | 0 | 0 | 0 | 6 | 16 | 66 | 193 | 306 | 0 | 0 | 0 | 0 | 0 | 0 | 0 | 0 | 0 | 0.1 | 0 | 0.05 | 4.8 | 5.05 | 5.9 | 0.95
Battery Storage large-scale | 0 | 0.16667 | 1 | 148.3333 | 280.6667 | 298.8333 | 467.6667 | 595.6667 | 0 | 0.16667 | 1.1667 | 149.5 | 430.1667 | 729 | 1196.5 | 1791.1667 | 0 | 0 | 3 | 304 | 823 | 1387 | 2251 | 3354 | 0 | 0 | 0 | 0 | 0 | 0 | 0.16667 | 1 | 0 | 0.1 | 4.1108 | 45.2908 | 40.6333 | 20.2333 | 14.1833 | 11.6917
Battery Storage prosumer | 0 | 10 | 30.8333 | 220.8333 | 170 | 157.5 | 113.8333 | 164.5 | 0 | 10 | 40.8333 | 261.8333 | 431.8333 | 589.1667 | 693 | 826.6667 | 0 | 17 | 70 | 457 | 746 | 1004 | 1167 | 1366 | 0 | 0 | 0 | 0 | 0 | 0 | 10 | 30.8333 | 0 | 1.9342 | 15.5217 | 22.0942 | 7.4875 | 9.8833 | 8.8333 | 4.2167
Pumped Hydro Storage (PHS) | 8.6667 | 3.3333 | 5.3333 | 28 | 4.6667 | 2.6667 | 4 | 8.6667 | 37.3333 | 37.3333 | 40.6667 | 65.3333 | 65.3333 | 65.3333 | 65.3333 | 65.3333 | 14 | 10 | 14 | 26 | 23 | 24 | 21 | 19 | 2.6667 | 3.3333 | 2.6667 | 3.3333 | 4.6667 | 2.6667 | 4 | 8.6667 | 1.47 | 0.97667 | 4.7667 | 0.39333 | 0 | 0.033333 | 0 | 0
Adiabatic Compressed Air Energy Storage (A-CAES) | 0 | 0.06 | 0.07 | 0.54 | 0.01 | 0.02 | 0.01 | 2.59 | 0 | 0.06 | 0.13 | 0.66 | 0.67 | 0.69 | 0.7 | 3.29 | 0 | 0 | 0 | 1 | 1 | 2 | 2 | 6 | 0 | 0 | 0 | 0 | 0 | 0 | 0 | 0 | 0 | 0.051 | 0.04925 | 0.00175 | 0 | 0.012 | 0.008 | 0.025
Southeast Asia | Gross-New Capacity Addition (GW) 2010-15: Gross-New Capacity Addition (GW) | Cummulative Capacity (GW) | [7 empty] | Generation (TWh) | [7 empty] | Decomissioned Capacity (GW)
Technologies | 2010-15 | 2015-20 | 2020-25 | 2025-30 | 2030-35 | 2035-40 | 2040-45 | 2045-50 | 2015 | 2020 | 2025 | 2030 | 2035 | 2040 | 2045 | 2050 | 2015 | 2020 | 2025 | 2030 | 2035 | 2040 | 2045 | 2050 | 2015 | 2020 | 2025 | 2030 | 2035 | 2040 | 2045 | 2050
Wind onshore | 3 | 7 | 31 | 29 | 0 | 0 | 7 | 13 | 5 | 12 | 43 | 71 | 71 | 69 | 74 | 80 | 14 | 40 | 139 | 197 | 196 | 190 | 196 | 198 | 0 | 0 | 0 | 0 | 1 | 2 | 3 | 7
Wind offshore | 0 | 0 | 0 | 0 | 0 | 0 | 0 | 0 | 0 | 0 | 0 | 0 | 0 | 0 | 0 | 0 | 0 | 0 | 0 | 0 | 0 | 0 | 0 | 0 | 0 | 0 | 0 | 0 | 0 | 0 | 0 | 0
PV Utility-scale | 2 | 48 | 193 | 259 | 324 | 210 | 322 | 379 | 2 | 50 | 242 | 501 | 825 | 1035 | 1357 | 1734 | 4 | 97 | 460 | 952 | 1555 | 1947 | 2495 | 3152 | 0 | 0 | 0 | 0 | 0 | 0 | 0 | 2
PV rooftop | 4 | 16 | 52 | 148 | 104 | 119 | 104 | 142 | 5 | 21 | 73 | 221 | 325 | 443 | 547 | 685 | 8 | 34 | 117 | 341 | 497 | 677 | 833 | 1041 | 0 | 0 | 0 | 0 | 0 | 1 | 0 | 4
Biomass | 1 | 2 | 8 | 3 | 0 | 0 | 3 | 10 | 5 | 6 | 14 | 16 | 15 | 14 | 16 | 24 | 7 | 32 | 95 | 97 | 94 | 86 | 75 | 62 | 0 | 0 | 0 | 1 | 1 | 1 | 1 | 2
Hydro Dam | 10 | 10 | 3 | 4 | 1 | 4 | 3 | 12 | 35 | 44 | 45 | 46 | 46 | 46 | 46 | 48 | 128 | 168 | 173 | 173 | 173 | 173 | 173 | 179 | 1 | 2 | 2 | 4 | 1 | 4 | 3 | 10
Hydro RoR | 5 | 1 | 4 | 2 | 0 | 2 | 2 | 5 | 18 | 18 | 21 | 21 | 21 | 21 | 21 | 21 | 66 | 66 | 81 | 81 | 81 | 81 | 81 | 81 | 1 | 1 | 1 | 2 | 0 | 2 | 2 | 5
Geothermal | 1 | 4 | 6 | 1 | 0 | 0 | 0 | 1 | 4 | 8 | 14 | 14 | 14 | 14 | 13 | 14 | 2 | 34 | 83 | 83 | 83 | 83 | 83 | 83 | 0 | 0 | 0 | 0 | 0 | 0 | 1 | 0
CSP | 0 | 0 | 0 | 0 | 0 | 0 | 0 | 0 | 0 | 0 | 0 | 0 | 0 | 0 | 0 | 0 | 0 | 0 | 0 | 9 | 117 | 120 | 108 | 100 | 0 | 0 | 0 | 0 | 0 | 0 | 0 | 0
Biogas PP | 2 | 26 | 2 | 1 | 1 | 4 | 24 | 2 | 3 | 29 | 31 | 32 | 34 | 35 | 35 | 36 | 5 | 22 | 22 | 23 | 24 | 24 | 28 | 29 | 0 | 0 | 0 | 0 | 0 | 2 | 24 | 0
Waste-to-energy | 0 | 2 | 0 | 0 | 0 | 0 | 0 | 0 | 0 | 2 | 3 | 3 | 2 | 2 | 2 | 3 | 1 | 19 | 20 | 20 | 21 | 21 | 21 | 21 | 0 | 0 | 0 | 0 | 0 | 0 | 0 | 0
Methanation | 0 | 0 | 0 | 0 | 0 | 2 | 11 | 8 | 0 | 0 | 0 | 0 | 0 | 3 | 13 | 21 | 0 | 0 | 0 | 0 | 0 | 0 | 0 | 0 | 0 | 0 | 0 | 0 | 0 | 0 | 0 | 0
Coal PP (Hard Coal) | 19 | 0 | 0 | 0 | 0 | 0 | 0 | 0 | 80 | 76 | 71 | 60 | 54 | 49 | 40 | 32 | 483 | 578 | 333 | 179 | 38 | 33 | 22 | 0 | 1 | 4 | 5 | 11 | 6 | 5 | 10 | 7
Nuclear PP | 0 | 0 | 0 | 0 | 0 | 0 | 0 | 0 | 0 | 0 | 0 | 0 | 0 | 0 | 0 | 0 | 0 | 0 | 0 | 0 | 0 | 0 | 0 | 0 | 0 | 0 | 0 | 0 | 0 | 0 | 0 | 0
OCGT | 9 | 6 | 42 | 0 | 0 | 0 | 3 | 12 | 55 | 59 | 99 | 98 | 87 | 77 | 72 | 74 | 259 | 364 | 261 | 136 | 43 | 43 | 50 | 49 | 1 | 2 | 2 | 2 | 11 | 9 | 8 | 11
CCGT | 14 | 3 | 18 | 0 | 0 | 0 | 1 | 12 | 53 | 55 | 73 | 73 | 69 | 57 | 46 | 47 | 218 | 24 | 12 | 3 | 3 | 7 | 13 | 27 | 0 | 0 | 0 | 0 | 4 | 12 | 12 | 11
Steam Turbine (ST) | 0 | 0 | 0 | 1 | 16 | 0 | 0 | 0 | 0 | 0 | 0 | 1 | 17 | 17 | 14 | 14 | 0 | 0 | 0 | 4 | 50 | 53 | 47 | 44 | 0 | 0 | 0 | 0 | 0 | 0 | 0 | 0
Power to Heat (PtH) | 0 | 0 | 0 | 5 | 53 | 0 | 0 | 122 | 0 | 0 | 0 | 5 | 58 | 58 | 58 | 180 | 0 | 0 | 0 | 11 | 134 | 138 | 124 | 118 | 0 | 0 | 0 | 0 | 0 | 0 | 0 | 0
Internal Combustion Engine (ICE) | 4 | 0 | 0 | 0 | 0 | 0 | 0 | 0 | 17 | 12 | 7 | 6 | 2 | 0 | 0 | 0 | 45 | 0 | 0 | 0 | 0 | 0 | 0 | 0 | 2 | 6 | 5 | 2 | 3 | 2 | 0 | 0
Gas Storage | 0 | 0.15729 | 0.2776 | 1.65 | 4.5443 | 7.3781 | 15.5865 | 12.35 | 0 | 0.15729 | 0.43542 | 2.0854 | 6.6297 | 14.0078 | 29.5948 | 41.9443 | 0 | 0 | 0 | 0 | 0 | 5 | 26 | 44 | 0 | 0 | 0 | 0 | 0 | 0 | 0 | 0
Power to Gas (PtG) | 0 | 0 | 0 | 0 | 0 | 7 | 31 | 21 | 0 | 0 | 0 | 0 | 0 | 7 | 38 | 59 | 0 | 0 | 1 | 0 | 1 | 15 | 75 | 131 | 0 | 0 | 0 | 0 | 0 | 0 | 0 | 0
Battery Storage large-scale | 0 | 0 | 15.5 | 110.5 | 149.1667 | 92.8333 | 132 | 179.6667 | 0 | 0 | 15.5 | 126.1667 | 275.1667 | 368 | 500.1667 | 664.3333 | 0 | 0 | 28 | 251 | 537 | 711 | 962 | 1291 | 0 | 0 | 0 | 0 | 0 | 0 | 0 | 15.5
Battery Storage prosumer | 0 | 2 | 14.1667 | 63.5 | 34.6667 | 36 | 32.3333 | 50.6667 | 0 | 2 | 16.1667 | 79.5 | 114.3333 | 150.3333 | 180.6667 | 217.1667 | 0 | 4 | 31 | 145 | 209 | 275 | 330 | 397 | 0 | 0 | 0 | 0 | 0 | 0 | 2 | 14.1667
Pumped Hydro Storage (PHS) | 1.3333 | 0 | 2 | 0.66667 | 0 | 0 | 1.3333 | 0 | 2.6667 | 2.6667 | 4.6667 | 5.3333 | 5.3333 | 5.3333 | 5.3333 | 5.3333 | 1 | 1 | 2 | 2 | 2 | 2 | 2 | 2 | 1.3333 | 0 | 0.66667 | 0 | 0 | 0 | 1.3333 | 0
Adiabatic Compressed Air Energy Storage (A-CAES) | 0 | 0 | 0 | 0 | 0 | 0 | 0 | 2.15 | 0 | 0 | 0 | 0 | 0 | 0 | 0 | 2.15 | 0 | 0 | 0 | 0 | 0 | 0 | 0 | 5 | 0 | 0 | 0 | 0 | 0 | 0 | 0 | 0
North America | Gross-New Capacity Addition (GW) 2010-15: Gross-New Capacity Addition (GW) | Cummulative Capacity (GW) | [7 empty] | Generation (TWh) | [7 empty] | Decomissioned Capacity (GW) | [7 empty] | Decomissioned Capacity (GW)
Technologies | 2010-15 | 2015-20 | 2020-25 | 2025-30 | 2030-35 | 2035-40 | 2040-45 | 2045-50 | 2015 | 2020 | 2025 | 2030 | 2035 | 2040 | 2045 | 2050 | 2015 | 2020 | 2025 | 2030 | 2035 | 2040 | 2045 | 2050 | 2015 | 2020 | 2025 | 2030 | 2035 | 2040 | 2045 | 2050 | 2015 | 2020 | 2025 | 2030 | 2035 | 2040 | 2045 | 2050
Wind onshore | 33 | 44 | 479 | 189 | 80 | 14 | 3 | 1 | 78 | 122 | 599 | 789 | 862 | 839 | 810 | 766 | 222 | 384 | 2148 | 2748 | 3005 | 2948 | 2862 | 2702 | 1 | 0 | 1 | 0 | 7 | 36 | 33 | 44 | 3.4 | 8.525 | 9.43 | 4.9 | 0.22 | 0.09 | 0.09 | 0.075
Wind offshore | 0 | 0 | 0 | 0 | 0 | 0 | 0 | 0 | 0 | 0 | 0 | 0 | 0 | 0 | 0 | 0 | 0 | 0 | 0 | 0 | 0 | 0 | 0 | 0 | 0 | 0 | 0 | 0 | 0 | 0 | 0 | 0 | 0.125 | 0 | 0 | 0 | 0 | 0 | 0 | 0
PV Utility-scale | 15 | 120 | 207 | 219 | 179 | 162 | 161 | 197 | 16 | 136 | 343 | 562 | 741 | 902 | 1063 | 1245 | 24 | 274 | 717 | 1155 | 1524 | 1841 | 2143 | 2481 | 0 | 0 | 0 | 0 | 0 | 2 | 0 | 15 | 1.825 | 23.61 | 17.7 | 13.625 | 8.88 | 5.4 | 6.63 | 4.245
PV rooftop | 11 | 54 | 235 | 333 | 213 | 194 | 133 | 140 | 12 | 66 | 301 | 634 | 847 | 1039 | 1172 | 1302 | 18 | 100 | 458 | 954 | 1270 | 1554 | 1748 | 1933 | 0 | 0 | 0 | 0 | 0 | 1 | 0 | 11 | 0.9 | 4.795 | 16.535 | 15.875 | 6.09 | 3.645 | 2.55 | 1.65
Biomass | 3 | 0 | 3 | 1 | 1 | 0 | 0 | 0 | 10 | 9 | 10 | 9 | 9 | 8 | 6 | 6 | 14 | 42 | 58 | 47 | 45 | 38 | 29 | 28 | 0 | 1 | 1 | 3 | 1 | 1 | 3 | 0 | 0.995 | 0.06 | 0.865 | 0.1 | 0 | 0 | 0 | 0.045
Hydro Dam | 14 | 14 | 28 | 13 | 6 | 38 | 14 | 12 | 110 | 111 | 127 | 134 | 135 | 135 | 136 | 138 | 423 | 427 | 482 | 502 | 503 | 504 | 509 | 517 | 12 | 12 | 11 | 6 | 5 | 38 | 13 | 10 | 5.805 | 6.93 | 4.795 | 1.125 | 0.72 | 0.135 | 0.06 | 0.06
Hydro RoR | 4 | 5 | 4 | 3 | 2 | 26 | 8 | 12 | 64 | 64 | 64 | 64 | 64 | 64 | 64 | 64 | 247 | 247 | 247 | 247 | 247 | 247 | 247 | 247 | 3 | 5 | 4 | 3 | 2 | 26 | 8 | 12 | 1.765 | 1.265 | 1.28 | 0.7 | 0.05 | 0.045 | 0 | 0.015
Geothermal | 0 | 15 | 2 | 0 | 0 | 0 | 0 | 0 | 5 | 19 | 21 | 20 | 19 | 19 | 18 | 18 | 16 | 140 | 157 | 157 | 152 | 151 | 149 | 148 | 0 | 0 | 0 | 1 | 1 | 0 | 0 | 0 | 0.025 | 0 | 0.305 | 0.025 | 0 | 0 | 0 | 0
CSP | 1 | 1 | 0 | 0 | 0 | 0 | 0 | 0 | 2 | 2 | 2 | 2 | 2 | 2 | 1 | 0 | 4 | 7 | 8 | 24 | 33 | 32 | 26 | 22 | 0 | 0 | 0 | 0 | 0 | 0 | 1 | 0 | 0.05 | 0 | 0 | 0 | 0 | 0 | 0 | 0
Biogas PP | 6 | 44 | 1 | 2 | 2 | 10 | 42 | 4 | 8 | 52 | 53 | 55 | 56 | 60 | 60 | 63 | 14 | 27 | 24 | 24 | 25 | 26 | 33 | 39 | 0 | 0 | 0 | 0 | 1 | 5 | 43 | 2 | 0.575 | 14.285 | 0.305 | 0.6 | 0.05 | 0 | 0.09 | 0
Waste-to-energy | 1 | 1 | 1 | 1 | 0 | 0 | 0 | 0 | 5 | 5 | 4 | 4 | 4 | 4 | 4 | 4 | 14 | 27 | 28 | 30 | 31 | 31 | 32 | 32 | 0 | 1 | 2 | 1 | 0 | 0 | 0 | 1 | 0.025 | 0.51 | 0.05 | 0.025 | 0 | 0 | 0 | 0
Methanation | 0 | 2 | 0 | 0 | 24 | 21 | 13 | 1 | 0 | 2 | 2 | 2 | 26 | 47 | 59 | 60 | 0 | 0 | 0 | 0 | 0 | 0 | 0 | 0 | 0 | 0 | 0 | 0 | 0 | 0 | 0 | 0 | 0 | 0 | 0 | 0 | 0.06 | 0.09 | 0.36 | 0.045
Coal PP (Hard Coal) | 59 | 0 | 0 | 0 | 0 | 0 | 0 | 0 | 348 | 231 | 116 | 66 | 46 | 33 | 29 | 23 | 1718 | 1840 | 517 | 179 | 86 | 25 | 3 | 0 | 49 | 117 | 115 | 49 | 20 | 13 | 4 | 6 | 5.67 | 0 | 0 | 0 | 0 | 0 | 0 | 0
Nuclear PP | 3 | 0 | 0 | 0 | 0 | 0 | 0 | 0 | 114 | 86 | 69 | 43 | 11 | 6 | 2 | 0 | 934 | 642 | 514 | 317 | 81 | 47 | 12 | 0 | 3 | 28 | 17 | 26 | 32 | 4 | 5 | 0 | 0.09 | 0 | 0 | 0 | 0 | 0 | 0 | 0
OCGT | 47 | 0 | 367 | 0 | 0 | 0 | 0 | 6 | 271 | 222 | 583 | 575 | 559 | 533 | 450 | 433 | 1130 | 1399 | 577 | 262 | 217 | 205 | 140 | 114 | 33 | 10 | 6 | 9 | 16 | 26 | 83 | 23 | 3.78 | 6.17 | 6.765 | 0.475 | 0 | 0.09 | 0.15 | 0.12
CCGT | 91 | 0 | 0 | 0 | 0 | 0 | 8 | 11 | 336 | 326 | 310 | 301 | 282 | 252 | 127 | 107 | 637 | 20 | 0 | 1 | 1 | 1 | 66 | 83 | 12 | 5 | 4 | 9 | 19 | 30 | 133 | 32 | 4.6 | 1.67 | 0.6 | 0.175 | 0 | 0 | 0 | 0
Steam Turbine (ST) | 0 | 1 | 0 | 3 | 2 | 0 | 0 | 0 | 0 | 1 | 1 | 3 | 5 | 5 | 4 | 3 | 1 | 3 | 3 | 10 | 14 | 14 | 11 | 9 | 0 | 0 | 0 | 0 | 0 | 0 | 0 | 1 | 0 | 0 | 0 | 0.075 | 0.3 | 0.045 | 0 | 0
Power to Heat (PtH) | 0 | 32 | 0 | 6 | 6 | 0 | 0 | 1 | 0 | 32 | 32 | 37 | 44 | 44 | 44 | 45 | 0 | 6 | 5 | 23 | 33 | 33 | 29 | 26 | 0 | 0 | 0 | 0 | 0 | 0 | 0 | 0 | 0 | 0.025 | 0.7 | 0.15 | 1.13 | 0.09 | 0.03 | 1.815
Internal Combustion Engine (ICE) | 3 | 0 | 0 | 0 | 0 | 0 | 0 | 0 | 66 | 36 | 6 | 3 | 0 | 0 | 0 | 0 | 70 | 2 | 0 | 0 | 0 | 0 | 0 | 0 | 3 | 31 | 29 | 4 | 2 | 0 | 0 | 0 | 1.895 | 0 | 0 | 0 | 0 | 0 | 0 | 0
Gas Storage | 0 | 1.0104 | 2.162 | 1.9828 | 22.5854 | 40.6208 | 32.7474 | 14.6167 | 0 | 1.0104 | 3.1724 | 5.1557 | 27.7411 | 68.362 | 101.1089 | 115.726 | 0 | 1 | 0 | 3 | 62 | 114 | 124 | 124 | 0 | 0 | 0 | 0 | 0 | 0 | 0 | 0 | 0 | 0.13989 | 0.37367 | 0.64396 | 0.12533 | 0.065133 | 0.50503 | 0.11679
Power to Gas (PtG) | 0 | 2 | 0 | 1 | 69 | 60 | 36 | 2 | 0 | 2 | 1 | 4 | 73 | 132 | 169 | 171 | 0 | 3 | 0 | 7 | 171 | 314 | 390 | 397 | 0 | 0 | 0 | 0 | 0 | 0 | 0 | 0 | 0 | 0 | 0 | 0 | 0.12 | 0.27 | 1.05 | 0.12
Battery Storage large-scale | 0 | 2 | 0 | 61 | 78.8333 | 92 | 114.6667 | 107.3333 | 0 | 2 | 2 | 63.1667 | 142 | 233.8333 | 346.5 | 453.8333 | 0 | 7 | 4 | 124 | 260 | 427 | 623 | 834 | 0 | 0 | 0 | 0 | 0 | 0 | 2 | 0 | 0 | 0 | 0.77417 | 5.9833 | 3.8467 | 2.25 | 2.87 | 2.21
Battery Storage prosumer | 0 | 1 | 80.5 | 137 | 71.6667 | 55.3333 | 36.3333 | 115.5 | 0 | 1 | 81.5 | 218.5 | 290.1667 | 345.3333 | 380.8333 | 415.6667 | 0 | 2 | 140 | 372 | 485 | 567 | 608 | 647 | 0 | 0 | 0 | 0 | 0 | 0 | 1 | 80.5 | 0 | 0.84667 | 5.7992 | 5.3583 | 2.1417 | 1.575 | 0.94 | 0.6375
Pumped Hydro Storage (PHS) | 3.3333 | 1.3333 | 1.3333 | 0.66667 | 1.3333 | 0 | 1.3333 | 2 | 10.6667 | 11.3333 | 11.3333 | 11.3333 | 11.3333 | 11.3333 | 11.3333 | 11.3333 | 5 | 5 | 4 | 5 | 4 | 4 | 4 | 5 | 3.3333 | 0.66667 | 1.3333 | 0 | 1.3333 | 0 | 1.3333 | 2 | 0.15 | 0.25667 | 1.3433 | 0.13333 | 0 | 0 | 0 | 0
Adiabatic Compressed Air Energy Storage (A-CAES) | 0 | 0.97 | 0.01 | 0.02 | 0 | 0 | 0 | 0.03 | 0 | 0.97 | 0.98 | 0.99 | 0.99 | 1 | 1 | 1.02 | 0 | 2 | 1 | 2 | 2 | 2 | 2 | 2 | 0 | 0 | 0 | 0 | 0 | 0 | 0 | 0 | 0 | 0.0025 | 0.01175 | 0.00025 | 0 | 0 | 0.0003 | 0.00375
South America | Gross-New Capacity Addition (GW) 2010-15: Gross-New Capacity Addition (GW) | Cummulative Capacity (GW) | [7 empty] | Generation (TWh) | [7 empty] | Decomissioned Capacity (GW)
Technologies | 2010-15 | 2015-20 | 2020-25 | 2025-30 | 2030-35 | 2035-40 | 2040-45 | 2045-50 | 2015 | 2020 | 2025 | 2030 | 2035 | 2040 | 2045 | 2050 | 2015 | 2020 | 2025 | 2030 | 2035 | 2040 | 2045 | 2050 | 2015 | 2020 | 2025 | 2030 | 2035 | 2040 | 2045 | 2050
Wind onshore | 7 | 32 | 3 | 2 | 2 | 3 | 3 | 31 | 8 | 41 | 44 | 45 | 47 | 49 | 46 | 44 | 23 | 180 | 193 | 199 | 206 | 215 | 210 | 204 | 0 | 0 | 0 | 0 | 0 | 1 | 7 | 32
Wind offshore | 0 | 0 | 0 | 0 | 0 | 0 | 0 | 0 | 0 | 0 | 0 | 0 | 0 | 0 | 0 | 0 | 0 | 0 | 0 | 0 | 0 | 0 | 0 | 0 | 0 | 0 | 0 | 0 | 0 | 0 | 0 | 0
PV Utility-scale | 2 | 78 | 51 | 40 | 30 | 56 | 92 | 104 | 2 | 80 | 131 | 171 | 202 | 258 | 350 | 452 | 4 | 161 | 269 | 348 | 410 | 525 | 715 | 931 | 0 | 0 | 0 | 0 | 0 | 0 | 0 | 2
PV rooftop | 0 | 11 | 57 | 77 | 63 | 71 | 49 | 53 | 0 | 11 | 68 | 145 | 209 | 280 | 330 | 383 | 0 | 18 | 109 | 232 | 332 | 445 | 523 | 606 | 0 | 0 | 0 | 0 | 0 | 0 | 0 | 0
Biomass | 3 | 0 | 2 | 0 | 0 | 0 | 0 | 0 | 13 | 13 | 14 | 14 | 10 | 5 | 2 | 2 | 48 | 61 | 63 | 54 | 51 | 30 | 16 | 15 | 0 | 0 | 0 | 1 | 4 | 5 | 3 | 0
Hydro Dam | 18 | 26 | 25 | 5 | 12 | 19 | 14 | 12 | 112 | 121 | 125 | 125 | 127 | 129 | 130 | 130 | 471 | 526 | 536 | 536 | 552 | 561 | 566 | 566 | 10 | 16 | 22 | 5 | 9 | 17 | 13 | 12
Hydro RoR | 5 | 5 | 7 | 6 | 1 | 5 | 4 | 7 | 39 | 39 | 39 | 39 | 39 | 39 | 39 | 39 | 162 | 162 | 161 | 162 | 162 | 160 | 161 | 162 | 1 | 5 | 7 | 6 | 1 | 5 | 4 | 7
Geothermal | 0 | 0 | 0 | 0 | 0 | 0 | 0 | 0 | 1 | 1 | 1 | 0 | 0 | 0 | 0 | 0 | 0 | 0 | 0 | 0 | 0 | 0 | 0 | 0 | 0 | 0 | 0 | 0 | 0 | 0 | 0 | 0
CSP | 0 | 0 | 0 | 0 | 0 | 0 | 0 | 0 | 0 | 0 | 0 | 0 | 0 | 0 | 0 | 0 | 0 | 0 | 5 | 5 | 7 | 7 | 7 | 8 | 0 | 0 | 0 | 0 | 0 | 0 | 0 | 0
Biogas PP | 0 | 46 | 0 | 0 | 1 | 1 | 40 | 1 | 0 | 47 | 48 | 48 | 49 | 50 | 47 | 48 | 1 | 38 | 39 | 39 | 39 | 40 | 61 | 70 | 0 | 0 | 0 | 0 | 0 | 0 | 42 | 0
Waste-to-energy | 0 | 1 | 0 | 0 | 0 | 0 | 0 | 0 | 0 | 1 | 1 | 1 | 1 | 1 | 1 | 1 | 0 | 7 | 7 | 7 | 7 | 6 | 7 | 7 | 0 | 0 | 0 | 0 | 0 | 0 | 0 | 0
Methanation | 0 | 0 | 0 | 0 | 0 | 0 | 0 | 1 | 0 | 0 | 0 | 0 | 0 | 0 | 0 | 1 | 0 | 0 | 0 | 0 | 0 | 0 | 0 | 0 | 0 | 0 | 0 | 0 | 0 | 0 | 0 | 0
Coal PP (Hard Coal) | 4 | 0 | 0 | 0 | 0 | 0 | 0 | 0 | 10 | 10 | 8 | 8 | 7 | 7 | 5 | 5 | 74 | 23 | 5 | 0 | 0 | 0 | 0 | 0 | 0 | 1 | 1 | 1 | 1 | 0 | 2 | 0
Nuclear PP | 0 | 0 | 0 | 0 | 0 | 0 | 0 | 0 | 3 | 2 | 2 | 1 | 1 | 1 | 1 | 0 | 21 | 18 | 18 | 9 | 9 | 9 | 9 | 0 | 0 | 0 | 0 | 1 | 0 | 0 | 0 | 0
OCGT | 9 | 20 | 0 | 0 | 0 | 0 | 0 | 0 | 35 | 52 | 49 | 47 | 45 | 42 | 36 | 29 | 198 | 152 | 94 | 65 | 65 | 59 | 34 | 29 | 1 | 2 | 2 | 2 | 2 | 3 | 6 | 7
CCGT | 8 | 3 | 0 | 0 | 0 | 1 | 0 | 1 | 32 | 34 | 34 | 34 | 32 | 25 | 19 | 13 | 127 | 2 | 2 | 3 | 4 | 8 | 5 | 6 | 0 | 2 | 0 | 0 | 1 | 8 | 6 | 6
Steam Turbine (ST) | 0 | 0 | 0 | 0 | 0 | 0 | 0 | 0 | 0 | 0 | 0 | 1 | 1 | 1 | 1 | 1 | 0 | 0 | 2 | 2 | 3 | 3 | 3 | 3 | 0 | 0 | 0 | 0 | 0 | 0 | 0 | 0
Power to Heat (PtH) | 0 | 0 | 4 | 0 | 1 | 24 | 0 | 0 | 0 | 0 | 4 | 5 | 6 | 29 | 30 | 30 | 0 | 0 | 6 | 6 | 8 | 9 | 8 | 9 | 0 | 0 | 0 | 0 | 0 | 0 | 0 | 0
Internal Combustion Engine (ICE) | 6 | 0 | 0 | 0 | 0 | 0 | 0 | 0 | 27 | 22 | 16 | 14 | 5 | 0 | 0 | 0 | 94 | 0 | 0 | 0 | 0 | 0 | 0 | 0 | 0 | 5 | 6 | 2 | 9 | 5 | 0 | 0
Gas Storage | 0 | 0.3099 | 0.72865 | 0.7 | 0.32031 | 0.53385 | 0.75781 | 1.6917 | 0 | 0.3099 | 1.0385 | 1.7385 | 2.0589 | 2.5922 | 3.3505 | 5.0422 | 0 | 0 | 0 | 1 | 1 | 1 | 1 | 1 | 0 | 0 | 0 | 0 | 0 | 0 | 0 | 0
Power to Gas (PtG) | 0 | 0 | 0 | 0 | 0 | 0 | 0 | 2 | 0 | 0 | 0 | 0 | 0 | 0 | 2 | 2 | 0 | 0 | 0 | 2 | 2 | 2 | 3 | 5 | 0 | 0 | 0 | 0 | 0 | 0 | 0 | 0
Battery Storage large-scale | 0 | 0 | 0.5 | 16.1667 | 7.3333 | 20.5 | 42.3333 | 51.5 | 0 | 0 | 0.5 | 16.6667 | 24 | 44.3333 | 86.6667 | 137.6667 | 0 | 0 | 1 | 32 | 46 | 86 | 168 | 265 | 0 | 0 | 0 | 0 | 0 | 0 | 0 | 0.5
Battery Storage prosumer | 0 | 1.8333 | 21.8333 | 28.5 | 20.8333 | 22.8333 | 17.3333 | 37.8333 | 0 | 1.8333 | 23.6667 | 52.3333 | 73.1667 | 95.8333 | 111.5 | 127.5 | 0 | 3 | 44 | 95 | 132 | 172 | 198 | 225 | 0 | 0 | 0 | 0 | 0 | 0 | 1.8333 | 21.8333
Pumped Hydro Storage (PHS) | 0 | 0 | 0 | 0.66667 | 0 | 0 | 0 | 0 | 0 | 0 | 0 | 0 | 0 | 0 | 0 | 0 | 0 | 0 | 0 | 0 | 0 | 0 | 0 | 0 | 0 | 0 | 0 | 0.66667 | 0 | 0 | 0 | 0
Adiabatic Compressed Air Energy Storage (A-CAES) | 0 | 0.01 | 0.06 | 0 | 0 | 0.01 | 0 | 0.01 | 0 | 0.01 | 0.07 | 0.07 | 0.07 | 0.08 | 0.08 | 0.09 | 0 | 0 | 0 | 0 | 0 | 0 | 0 | 0 | 0 | 0 | 0 | 0 | 0 | 0 | 0 | 0

## Manufacturing Jobs
Global | Annual Manufacturing Jobs Created
Technologies | 2010-15 | 2015-20 | 2020-25 | 2025-30 | 2030-35 | 2035-40 | 2040-45 | 2045-50 | Contents
Wind onshore | 260987.3932 | 503616.4726 | 1766879.3165 | 834332.6244 | 163564.4763 | 84403.1106 | 100402.1332 | 212023.8898
Wind offshore | 14728.3277 | 0 | 0 | 0 | 0 | 0 | 0 | 0
PV Utility-scale | 256277.7785 | 793645.9664 | 1429941.4875 | 1486330.947 | 1445943.0181 | 1206790.4356 | 1440106.6544 | 1700443.7652
PV rooftop | 149834.3937 | 342450.1575 | 841943.3897 | 1344546.0155 | 927023.1549 | 958080.101 | 738790.3052 | 860962.8763
Biomass | 20404.045 | 9889.8151 | 50578.7037 | 18566.6829 | 8872.3708 | 7180.0806 | 6917.6309 | 14881.2814
Hydro Dam | 228884.1015 | 272835.8675 | 163854.7071 | 65319.7755 | 51811.6357 | 143891.6113 | 104955.2129 | 164779.9307
Hydro RoR | 230506.3315 | 85042.2457 | 82072.2146 | 56740.6963 | 24521.9984 | 165876.33 | 96552.9174 | 207815.3153
Geothermal | 2785.7162 | 28298.1282 | 40049.3678 | 5059.0457 | 2820.4032 | 0 | 0 | 790.0506
CSP | 2478.4419 | 624.7536 | 894.7727 | 0 | 0 | 0 | 2968.554 | 16324.3514
CHP Biogas | 21687.7624 | 313920.3822 | 10995.5925 | 17564.3091 | 4918.5156 | 23403.4292 | 155706.5547 | 14370.6209
Waste-to-energy | 1188.4352 | 18874.4366 | 1701.5812 | 1092.1785 | 1147.8266 | 1127.8524 | 2306.0327 | 0
Methanation | 0 | 992.6016 | 0 | 985.1559 | 12244.7743 | 18709.0357 | 39757.9659 | 18819.253
Coal PP | 1069650.0024 | 0 | 0 | 0 | 0 | 0 | 0 | 0
Nuclear PP | 12047.8492 | 0 | 0 | 0 | 0 | 0 | 0 | 0
OCGT | 91532.7884 | 53594.6997 | 309435.8789 | 5689.5323 | 217.345 | 2292.1481 | 6187.1462 | 46094.8585
CCGT | 111673.8361 | 46391.8936 | 18269.0585 | 1477.2766 | 1482.8508 | 782.9868 | 4234.022 | 17453.2152
Steam Turbine | 5368.6411 | 181.1053 | 1974.8969 | 4429.7139 | 17083.277 | 1185.2927 | 0 | 724.5033
Power to Heat | 0 | 10965.3429 | 29528.704 | 13067.4398 | 53349.1502 | 11309.6641 | 11267.0933 | 148474.2534
ICE | 23291.9846 | 0 | 0 | 0 | 0 | 0 | 0 | 0
Gas Storage | 0 | 0 | 0 | 0 | 0 | 0 | 0 | 0
Power-to-Gas | 0 | 744 | 0 | 2608.5067 | 44069.6133 | 74616.747 | 177436.1618 | 86342.5857
Battery Storage large-scale | 0 | 4823.6362 | 128607.4685 | 1391122.4389 | 1367020.5533 | 1130534.1731 | 1309376.2483 | 1528263.0628
Battery Storage prosumer | 0 | 115326.8264 | 513113.3083 | 1016540.2585 | 583964.992 | 538763.0075 | 415243.2526 | 590240.6578
Pumped Hydro Storage | 50699.9488 | 43733.7208 | 182088.2442 | 69285.9544 | 13266.2916 | 14583.1746 | 25310.9738 | 27517.4451
A-CAES | 0 | 1912.3318 | 925.6627 | 1265.8936 | 37.8641 | 389.9626 | 1774.5992 | 13008.2377
Transmission | 2554027.7775 | 2647864.3838 | 5572854.3553 | 6336024.4456 | 4723360.1112 | 4383919.1428 | 4639293.4584 | 5669330.1544
Total | 5108055.5549 | 5295728.7675 | 11145708.7107 | 12672048.8912 | 9446720.2223 | 8767838.2857 | 9278586.9167 | 11338660.3087
Europe | Annual Manufacturing Jobs Created 2010-15: Annual Manufacturing Jobs Created
Technologies | 2010-15 | 2015-20 | 2020-25 | 2025-30 | 2030-35 | 2035-40 | 2040-45 | 2045-50
Wind onshore | 37273.9986 | 56060.7112 | 138314.9589 | 95988.9388 | 72925.6606 | 43591.3977 | 39750.8956 | 62001.6645
Wind offshore | 14728.3277 | 0 | 0 | 0 | 0 | 0 | 0 | 0
PV Utility-scale | 48074.7722 | 64734.8678 | 35561.7374 | 41857.322 | 62133.0604 | 67489.2139 | 43317.5108 | 30856.5929
PV rooftop | 45544.5211 | 70166.0914 | 158824.5109 | 133941.8816 | 112043.6026 | 112195.3662 | 73275.4931 | 82075.7456
Biomass | 4867.4815 | 0 | 5074.3186 | 1935.53 | 2292.3645 | 3115.4555 | 4311.5668 | 2083.679
Hydro Dam | 15420.685 | 8277.8268 | 16966.2401 | 10325.0513 | 12269.4774 | 33205.4819 | 14322.331 | 16245.511
Hydro RoR | 20193.7542 | 7525.2971 | 9639.9092 | 7942.3472 | 4089.8258 | 47732.8803 | 21062.2515 | 19238.1051
Geothermal | 818.2404 | 0 | 1545.1555 | 753.518 | 736.9699 | 0 | 0 | 0
CSP | 1678.4419 | 0 | 0 | 0 | 0 | 0 | 0 | 0
CHP Biogas | 13994.0094 | 78173.6239 | 4065.1341 | 10165.5728 | 2748.6975 | 16048.4046 | 59129.9771 | 7504.227
Waste-to-energy | 608.4352 | 5909.8377 | 1170.4027 | 580.5287 | 1147.8266 | 1127.8524 | 1653.4931 | 0
Methanation | 0 | 0 | 0 | 0 | 340.2488 | 1895.7206 | 2315.5267 | 273.5887
Coal PP (Hard Coal) | 56647.4143 | 0 | 0 | 0 | 0 | 0 | 0 | 0
Nuclear PP | 0 | 0 | 0 | 0 | 0 | 0 | 0 | 0
OCGT | 4097.4963 | 799.8316 | 7991.7601 | 4009.7507 | 217.345 | 661.7378 | 895.4466 | 7951.7501
CCGT | 6243.8039 | 399.9158 | 0 | 1477.2766 | 1086.7251 | 441.1585 | 2462.4781 | 7042.9787
Steam Turbine (ST) | 0 | 0 | 0 | 0 | 1149.6408 | 185.751 | 0 | 0
Power to Heat (PtH) | 0 | 319.9326 | 983.6012 | 0 | 3303.6444 | 1058.7805 | 0 | 0
Internal Combustion Engine (ICE) | 390.2377 | 0 | 0 | 0 | 0 | 0 | 0 | 0
Gas Storage | 0 | 0 | 0 | 0 | 0 | 0 | 0 | 0
Power-to-Gas (PtG) | 0 | 0 | 0 | 0 | 1738.7602 | 7058.5367 | 10745.3589 | 908.7714
Battery Storage large-scale | 0 | 0 | 1016.5863 | 29099.1659 | 68071.4113 | 74829.6999 | 53941.9908 | 34439.0583
Battery Storage prosumer | 0 | 45675.5956 | 111715.2996 | 73860.7297 | 51091.1633 | 39544.5108 | 41670.3349 | 69961.5627
Pumped Hydro Storage (PHS) | 8811.82 | 7023.6106 | 51412.8488 | 4235.9185 | 2181.2404 | 7747.9458 | 5616.6004 | 5700.1793
Adiabatic Compressed Air Energy Storage (A-CAES) | 0 | 36.3364 | 193.1035 | 17.0384 | 17.1526 | 170.6423 | 1529.5768 | 1225.4151
Total | 279393.4394 | 345103.4784 | 544475.567 | 416190.5703 | 399584.8174 | 458100.5365 | 376000.8323 | 347508.8295
Eurasia | Annual Manufacturing Jobs Created 2010-15: Annual Manufacturing Jobs Created
Technologies | 2010-15 | 2015-20 | 2020-25 | 2025-30 | 2030-35 | 2035-40 | 2040-45 | 2045-50
Wind onshore | 0 | 14035.106 | 129827.1295 | 31335.1394 | 22054.6205 | 12609.738 | 12501.6758 | 34654.4217
Wind offshore | 0 | 0 | 0 | 0 | 0 | 0 | 0 | 0
PV Utility-scale | 0 | 4691.948 | 16330.8098 | 36302.7756 | 18279.2109 | 18863.1387 | 14861.8669 | 17211.8202
PV rooftop | 0 | 0 | 2224.4138 | 6164.1964 | 9898.4439 | 16072.8996 | 23464.181 | 28363.1877
Biomass | 0 | 892.0816 | 806.6249 | 725.3319 | 648.0575 | 0 | 0 | 563.5282
Hydro Dam | 15596.7998 | 13885.075 | 12259.0507 | 4762.1792 | 3468.6135 | 13874.4539 | 9249.6359 | 12718.2494
Hydro RoR | 16246.6664 | 9467.0966 | 3064.7627 | 2976.362 | 0 | 11562.0449 | 8671.5337 | 11562.0449
Geothermal | 0 | 9320.6722 | 2456.2134 | 1129.5112 | 2083.4333 | 0 | 0 | 0
CSP | 0 | 0 | 0 | 0 | 0 | 0 | 0 | 0
CHP Biogas | 0 | 6244.1431 | 0 | 0 | 0 | 0 | 3553.925 | 0
Waste-to-energy | 0 | 991.3053 | 0 | 0 | 0 | 0 | 0 | 0
Methanation | 0 | 0 | 0 | 0 | 0 | 1320.168 | 1986.0934 | 1479.8343
Coal PP (Hard Coal) | 18047.7255 | 0 | 0 | 0 | 0 | 0 | 0 | 0
Nuclear PP | 482.7581 | 0 | 0 | 0 | 0 | 0 | 0 | 0
OCGT | 7597.8696 | 0 | 35831.4538 | 0 | 0 | 0 | 0 | 0
CCGT | 4835.0079 | 3689.4628 | 0 | 0 | 0 | 0 | 0 | 0
Steam Turbine (ST) | 0 | 0 | 0 | 0 | 0 | 0 | 0 | 0
Power to Heat (PtH) | 0 | 0 | 0 | 0 | 0 | 0 | 0 | 0
Internal Combustion Engine (ICE) | 0 | 0 | 0 | 0 | 0 | 0 | 0 | 0
Gas Storage | 0 | 0 | 0 | 0 | 0 | 0 | 0 | 0
Power-to-Gas (PtG) | 0 | 0 | 0 | 0 | 0 | 4915.5208 | 8602.1614 | 6758.8411
Battery Storage large-scale | 0 | 0 | 269.3313 | 5616.8912 | 13465.7521 | 15215.9649 | 9434.959 | 13677.8991
Battery Storage prosumer | 0 | 0 | 0 | 0 | 791.4305 | 3027.1383 | 9292.8777 | 13423.6913
Pumped Hydro Storage (PHS) | 3465.9555 | 0 | 0 | 1587.3931 | 0 | 1541.606 | 0 | 0
Adiabatic Compressed Air Energy Storage (A-CAES) | 0 | 0 | 0 | 0 | 0 | 0 | 22.3313 | 1300.4771
Total | 66272.7828 | 63216.8906 | 203069.7899 | 90599.78 | 70689.5622 | 99002.6731 | 101641.2411 | 141713.9951
MENA | Annual Manufacturing Jobs Created 2010-15: Annual Manufacturing Jobs Created
Technologies | 2010-15 | 2015-20 | 2020-25 | 2025-30 | 2030-35 | 2035-40 | 2040-45 | 2045-50
Wind onshore | 636.7962 | 502.2317 | 57146.6192 | 73059.4721 | 0 | 0 | 0 | 0
Wind offshore | 0 | 0 | 0 | 0 | 0 | 0 | 0 | 0
PV Utility-scale | 907.7733 | 29789.6364 | 59122.6202 | 59106.1786 | 90424.7168 | 48359.0417 | 29686.3977 | 59593.3065
PV rooftop | 0 | 1559.8537 | 6557.758 | 14731.1315 | 18843.9963 | 32911.5882 | 48909.9885 | 38125.9554
Biomass | 0 | 2872.9995 | 2293.0693 | 1284.7483 | 536.4037 | 0 | 457.2916 | 841.6642
Hydro Dam | 1580.6998 | 4065.243 | 1161.6656 | 2108.7593 | 0 | 924.7362 | 3574.2329 | 2590.2942
Hydro RoR | 3951.7494 | 3387.7025 | 0 | 0 | 0 | 0 | 4467.7912 | 4317.157
Geothermal | 0 | 0 | 5818.7593 | 1000.3266 | 0 | 0 | 0 | 0
CSP | 0 | 0 | 894.7727 | 0 | 0 | 0 | 2968.554 | 15280.84
CHP Biogas | 0 | 8618.4076 | 0 | 642.6296 | 0 | 0 | 3662.1422 | 0
Waste-to-energy | 0 | 1064.1851 | 0 | 0 | 0 | 0 | 0 | 0
Methanation | 0 | 0 | 0 | 0 | 3184.6719 | 3167.6244 | 2455.8841 | 1105.112
Coal PP (Hard Coal) | 2438.7939 | 0 | 0 | 0 | 0 | 0 | 0 | 0
Nuclear PP | 587.1171 | 0 | 0 | 0 | 0 | 0 | 0 | 0
OCGT | 14280.4933 | 360.0644 | 56486.8197 | 1120.6549 | 0 | 0 | 237.4312 | 688.2782
CCGT | 11760.4063 | 25564.5712 | 3395.3826 | 0 | 0 | 0 | 0 | 229.4261
Steam Turbine (ST) | 0 | 0 | 0 | 258.0455 | 1793.4076 | 0 | 0 | 724.5033
Power to Heat (PtH) | 0 | 0 | 1111.2161 | 1680.9824 | 5492.6453 | 982.8625 | 10636.9172 | 47904.1613
Internal Combustion Engine (ICE) | 7980.2757 | 0 | 0 | 0 | 0 | 0 | 0 | 0
Gas Storage | 0 | 0 | 0 | 0 | 0 | 0 | 0 | 0
Power-to-Gas (PtG) | 0 | 0 | 0 | 0 | 11188.7219 | 12285.7815 | 11396.697 | 5047.3733
Battery Storage large-scale | 0 | 0 | 3232.7605 | 75185.6412 | 103805.09 | 57870.6415 | 31073.8195 | 56799.3242
Battery Storage prosumer | 0 | 740.9738 | 4318.1771 | 11622.9863 | 11914.1761 | 21184.7599 | 37787.7629 | 26958.8954
Pumped Hydro Storage (PHS) | 2107.5997 | 0 | 1548.8875 | 0 | 0 | 0 | 0 | 0
Adiabatic Compressed Air Energy Storage (A-CAES) | 0 | 0 | 317.3196 | 0 | 0 | 152.0704 | 120.8091 | 391.6014
Total | 46231.7046 | 78525.869 | 203405.8277 | 241801.5563 | 247183.8295 | 177839.1065 | 187435.7191 | 260597.8926
Sub-Saharan Africa | Annual Manufacturing Jobs Created 2010-15: Annual Manufacturing Jobs Created
Technologies | 2010-15 | 2015-20 | 2020-25 | 2025-30 | 2030-35 | 2035-40 | 2040-45 | 2045-50
Wind onshore | 2112.6842 | 6664.9713 | 78997.5164 | 39458.4708 | 3949.8026 | 4337.3823 | 6993.7344 | 12463.4077
Wind offshore | 0 | 0 | 0 | 0 | 0 | 0 | 0 | 0
PV Utility-scale | 3011.6988 | 42970.6084 | 63189.1886 | 126150.4312 | 144705.8953 | 141564.4352 | 259122.2022 | 329131.2606
PV rooftop | 0 | 3450.0608 | 20202.4873 | 47435.6949 | 66595.5783 | 111954.3325 | 116887.6468 | 151237.5836
Biomass | 0 | 0 | 5071.776 | 0 | 0 | 0 | 0 | 4188.5554
Hydro Dam | 20977.0067 | 40461.4932 | 19270.1578 | 13992.3655 | 6350.0483 | 9203.9292 | 5929.0757 | 11458.347
Hydro RoR | 13110.6292 | 11239.3037 | 9635.0789 | 0 | 0 | 7669.941 | 0 | 7161.4669
Geothermal | 0 | 0 | 7721.9062 | 0 | 0 | 0 | 0 | 0
CSP | 0 | 0 | 0 | 0 | 0 | 0 | 0 | 0
CHP Biogas | 0 | 12708.0422 | 2539.4357 | 2132.0375 | 0 | 0 | 4556.1772 | 0
Waste-to-energy | 0 | 0 | 0 | 0 | 0 | 0 | 0 | 0
Methanation | 0 | 0 | 0 | 0 | 1320.7142 | 2335.3679 | 12221.7462 | 2749.8037
Coal PP (Hard Coal) | 24273.3935 | 0 | 0 | 0 | 0 | 0 | 0 | 0
Nuclear PP | 0 | 0 | 0 | 0 | 0 | 0 | 0 | 0
OCGT | 9754.3081 | 9556.6193 | 55299.8471 | 0 | 0 | 1630.4103 | 3938.6003 | 6089.293
CCGT | 8360.8355 | 9556.6193 | 6144.4275 | 0 | 0 | 0 | 0 | 0
Steam Turbine (ST) | 0 | 0 | 0 | 856.1118 | 3718.7172 | 686.4886 | 0 | 0
Power to Heat (PtH) | 0 | 0 | 0 | 2230.7828 | 12148.5496 | 1304.3283 | 630.176 | 73680.4451
Internal Combustion Engine (ICE) | 2786.9452 | 0 | 0 | 0 | 0 | 0 | 0 | 0
Gas Storage | 0 | 0 | 0 | 0 | 0 | 0 | 0 | 0
Power-to-Gas (PtG) | 0 | 0 | 0 | 0 | 3374.5971 | 9782.4619 | 55140.4038 | 12178.586
Battery Storage large-scale | 0 | 0 | 17499.1018 | 140988.7826 | 144048.4878 | 119252.2432 | 213629.3399 | 320968.352
Battery Storage prosumer | 0 | 819.4373 | 14326.318 | 32986.1872 | 44824.8767 | 81998.2288 | 68915.5238 | 90866.2674
Pumped Hydro Storage (PHS) | 0 | 0 | 15416.1262 | 0 | 0 | 0 | 0 | 0
Adiabatic Compressed Air Energy Storage (A-CAES) | 0 | 0 | 0 | 0 | 0 | 0 | 57.2579 | 1299.207
Total | 84387.5013 | 137427.1556 | 315313.3676 | 406230.8645 | 431037.2672 | 491719.5492 | 748021.8843 | 1023472.5756
SAARC | Annual Manufacturing Jobs Created 2010-15: Annual Manufacturing Jobs Created
Technologies | 2010-15 | 2015-20 | 2020-25 | 2025-30 | 2030-35 | 2035-40 | 2040-45 | 2045-50
Wind onshore | 37490.3611 | 2757.9798 | 81439.9903 | 213371.1736 | 0 | 7064.0606 | 27102.8893 | 30974.8848
Wind offshore | 0 | 0 | 0 | 0 | 0 | 0 | 0 | 0
PV Utility-scale | 29151.1125 | 206263.4539 | 465463.5899 | 435726.0806 | 350772.8105 | 287429.4212 | 333644.4367 | 340731.8457
PV rooftop | 0 | 34263.4263 | 148084.6855 | 272053.844 | 176553.8678 | 189087.0927 | 158351.23 | 184647.2816
Biomass | 3004.2014 | 3944.2322 | 12718.1846 | 8721.1549 | 3342.3889 | 3000.34 | 0 | 1201.1163
Hydro Dam | 29006.0821 | 47438.6554 | 6443.0139 | 5368.0212 | 1490.7957 | 8394.3681 | 6564.859 | 7393.0781
Hydro RoR | 27193.202 | 13952.5457 | 5369.1783 | 4473.351 | 3726.9891 | 6995.3068 | 13129.7181 | 15402.246
Geothermal | 0 | 0 | 10757.6417 | 0 | 0 | 0 | 0 | 0
CSP | 0 | 0 | 0 | 0 | 0 | 0 | 0 | 0
CHP Biogas | 0 | 65075.3706 | 1415.1086 | 1090.5778 | 0 | 0 | 14797.912 | 0
Waste-to-energy | 0 | 4382.9382 | 0 | 0 | 0 | 0 | 0 | 0
Methanation | 0 | 0 | 0 | 0 | 0 | 532.4883 | 6766.1509 | 3548.4199
Coal PP (Hard Coal) | 385988.0785 | 0 | 0 | 0 | 0 | 0 | 0 | 0
Nuclear PP | 2693.4219 | 0 | 0 | 0 | 0 | 0 | 0 | 0
OCGT | 5780.4978 | 30400.6039 | 35381.3506 | 0 | 0 | 0 | 0 | 327.4077
CCGT | 25048.8238 | 4448.8689 | 2282.6678 | 0 | 396.1257 | 0 | 0 | 0
Steam Turbine (ST) | 0 | 0 | 0 | 437.9175 | 4190.593 | 313.0531 | 0 | 0
Power to Heat (PtH) | 0 | 0 | 0 | 1141.0879 | 13943.6248 | 1189.6019 | 0 | 0
Internal Combustion Engine (ICE) | 2890.2489 | 0 | 0 | 0 | 0 | 0 | 0 | 0
Gas Storage | 0 | 0 | 0 | 0 | 0 | 0 | 0 | 0
Power-to-Gas (PtG) | 0 | 0 | 0 | 0 | 0 | 1487.0024 | 29305.5308 | 17025.2027
Battery Storage large-scale | 0 | 0 | 61575.5617 | 595278.7 | 370574.3177 | 319297.1799 | 304325.2013 | 325545.9787
Battery Storage prosumer | 0 | 0 | 99153.6555 | 223865.1493 | 112569.5572 | 104801.8856 | 76711.3151 | 104227.7791
Pumped Hydro Storage (PHS) | 0 | 26044.752 | 94497.5373 | 0 | 0 | 0 | 7002.5163 | 1642.9062
Adiabatic Compressed Air Energy Storage (A-CAES) | 0 | 0 | 0 | 0 | 0 | 0 | 25.3591 | 0
Total | 548246.03 | 438972.8269 | 1024582.1658 | 1761527.0579 | 1037561.0703 | 929591.8005 | 977727.1185 | 1032668.1469
Northeast Asia | Annual Manufacturing Jobs Created 2010-15: Annual Manufacturing Jobs Created
Technologies | 2010-15 | 2015-20 | 2020-25 | 2025-30 | 2030-35 | 2035-40 | 2040-45 | 2045-50
Wind onshore | 141920.4058 | 332626.7392 | 890827.6132 | 215883.0176 | 4095.6718 | 3006.929 | 980.4634 | 22290.3487
Wind offshore | 0 | 0 | 0 | 0 | 0 | 0 | 0 | 0
PV Utility-scale | 148758.8734 | 200435.6571 | 429719.6429 | 448544.828 | 451369.8949 | 413827.0744 | 477343.7235 | 628068.7298
PV rooftop | 80329.7916 | 145172.3504 | 228218.1515 | 487679.5986 | 298063.9404 | 265099.0632 | 164252.3292 | 212216.8087
Biomass | 3863.2901 | 0 | 14011.3823 | 3204.9877 | 1660.8032 | 1064.2851 | 510.459 | 977.0971
Hydro Dam | 79264.0564 | 84467.4384 | 43709.6359 | 7364.8406 | 6913.7884 | 22828.7485 | 34910.6983 | 79186.985
Hydro RoR | 93251.8311 | 3299.5093 | 5603.7995 | 7890.9007 | 9876.8405 | 24813.857 | 17455.3492 | 95224.8554
Geothermal | 0 | 1392.2044 | 2245.5454 | 998.1828 | 0 | 0 | 0 | 0
CSP | 0 | 0 | 0 | 0 | 0 | 0 | 0 | 1043.5114
CHP Biogas | 1287.7634 | 31710.824 | 738.4729 | 1923.7572 | 0 | 533.0081 | 16351.6969 | 3909.9426
Waste-to-energy | 0 | 2072.9616 | 0 | 0 | 0 | 0 | 652.5396 | 0
Methanation | 0 | 0 | 0 | 985.1559 | 410.8467 | 3022.1606 | 6853.5487 | 6414.6825
Coal PP (Hard Coal) | 453203.8991 | 0 | 0 | 0 | 0 | 0 | 0 | 0
Nuclear PP | 7504.5521 | 0 | 0 | 0 | 0 | 0 | 0 | 0
OCGT | 31798.8744 | 0 | 35140.626 | 559.1267 | 0 | 0 | 265.0363 | 26634.3205
CCGT | 27256.1781 | 0 | 0 | 0 | 0 | 0 | 0 | 4527.8345
Steam Turbine (ST) | 5368.6411 | 0 | 1974.8969 | 2059.9404 | 1619.5419 | 0 | 0 | 0
Power to Heat (PtH) | 0 | 1122.2103 | 25372.7232 | 4696.6641 | 4409.0216 | 210.9887 | 0 | 0
Internal Combustion Engine (ICE) | 3303.7792 | 0 | 0 | 0 | 0 | 0 | 0 | 0
Gas Storage | 0 | 0 | 0 | 0 | 0 | 0 | 0 | 0
Power-to-Gas (PtG) | 0 | 0 | 0 | 2236.5067 | 2099.5341 | 12659.3209 | 31274.286 | 30895.8117
Battery Storage large-scale | 0 | 716.9362 | 2462.3095 | 252445.4431 | 361402.6255 | 329404.7083 | 439218.0503 | 504529.6845
Battery Storage prosumer | 0 | 48112.2516 | 77073.2426 | 370300.08 | 215499.5398 | 170538.0119 | 105298.8002 | 136741.9878
Pumped Hydro Storage (PHS) | 26939.4179 | 8798.6915 | 11954.7722 | 58918.7249 | 9218.3845 | 5293.6228 | 7979.5882 | 17374.3596
Adiabatic Compressed Air Energy Storage (A-CAES) | 0 | 191.183 | 178.5851 | 1218.8214 | 20.7115 | 40.8057 | 19.265 | 4709.8042
Total | 1104051.3538 | 860118.957 | 1769231.3991 | 1866910.5763 | 1366661.1449 | 1252342.5843 | 1303365.8337 | 1774746.7641
Southeast Asia | Annual Manufacturing Jobs Created 2010-15: Annual Manufacturing Jobs Created
Technologies | 2010-15 | 2015-20 | 2020-25 | 2025-30 | 2030-35 | 2035-40 | 2040-45 | 2045-50
Wind onshore | 6401.8635 | 12007.0304 | 42822.4863 | 34799.9852 | 0 | 0 | 7342.5073 | 12960.3312
Wind offshore | 0 | 0 | 0 | 0 | 0 | 0 | 0 | 0
PV Utility-scale | 6084.0405 | 70776.7742 | 199925.4634 | 206598.5336 | 228677.4444 | 127392.138 | 169873.9143 | 176290.0721
PV rooftop | 12168.081 | 28412.9299 | 63587.8432 | 135866.7377 | 84796.8775 | 84577.1924 | 64348.9551 | 78083.8713
Biomass | 1462.9948 | 2180.5018 | 7094.9085 | 2268.4596 | 0 | 0 | 1638.3136 | 5025.6411
Hydro Dam | 17656.834 | 15426.8558 | 4043.5542 | 4964.5369 | 1142.8665 | 4417.3363 | 3201.3025 | 12373.4749
Hydro RoR | 22071.0424 | 3856.714 | 13478.5139 | 6205.6711 | 0 | 5521.6704 | 5335.5041 | 12889.0364
Geothermal | 1967.4758 | 6509.2516 | 8101.6321 | 1177.5071 | 0 | 0 | 0 | 790.0506
CSP | 0 | 0 | 0 | 0 | 0 | 0 | 0 | 0
CHP Biogas | 2925.9896 | 28344.5803 | 1776.2086 | 756.4539 | 640.0831 | 2372.1385 | 13120.1577 | 1005.5279
Waste-to-energy | 0 | 2423.033 | 0 | 0 | 0 | 0 | 0 | 0
Methanation | 0 | 0 | 0 | 0 | 0 | 840.6278 | 4032.6744 | 2639.483
Coal PP (Hard Coal) | 51759.7475 | 0 | 0 | 0 | 0 | 0 | 0 | 0
Nuclear PP | 0 | 0 | 0 | 0 | 0 | 0 | 0 | 0
OCGT | 4222.5057 | 2459.4816 | 15042.0215 | 0 | 0 | 0 | 850.6318 | 3287.8091
CCGT | 6568.3422 | 1229.7408 | 6446.5806 | 0 | 0 | 0 | 283.5439 | 3287.8091
Steam Turbine (ST) | 0 | 0 | 0 | 303.7513 | 4283.4292 | 0 | 0 | 0
Power to Heat (PtH) | 0 | 0 | 0 | 1978.7226 | 12875.8602 | 0 | 0 | 26740.8469
Internal Combustion Engine (ICE) | 1876.6692 | 0 | 0 | 0 | 0 | 0 | 0 | 0
Gas Storage | 0 | 0 | 0 | 0 | 0 | 0 | 0 | 0
Power-to-Gas (PtG) | 0 | 0 | 0 | 0 | 0 | 4108.1228 | 17579.7239 | 11507.3317
Battery Storage large-scale | 0 | 0 | 41309.1515 | 199658.133 | 222254.0592 | 113854.6873 | 132627.2174 | 156543.3617
Battery Storage prosumer | 0 | 10122.6975 | 38328.5831 | 113046.9505 | 50849.532 | 43369.9923 | 31997.7479 | 43325.346
Pumped Hydro Storage (PHS) | 4708.4891 | 0 | 5391.4055 | 1654.8456 | 0 | 0 | 2845.6022 | 0
Adiabatic Compressed Air Energy Storage (A-CAES) | 0 | 0 | 0 | 0 | 0 | 0 | 0 | 4021.8444
Total | 139874.0754 | 183749.5909 | 447348.3524 | 709280.2881 | 605520.1521 | 386453.9057 | 455077.796 | 550771.8372
North America | Annual Manufacturing Jobs Created 2010-15: Annual Manufacturing Jobs Created
Technologies | 2010-15 | 2015-20 | 2020-25 | 2025-30 | 2030-35 | 2035-40 | 2040-45 | 2045-50
Wind onshore | 24816 | 34246.08 | 343638.432 | 127915.2 | 58054.4 | 9896.32 | 2064.24 | 676.8
Wind offshore | 0 | 0 | 0 | 0 | 0 | 0 | 0 | 0
PV Utility-scale | 16080 | 80288.1391 | 111362.04 | 98526.0052 | 77380.9217 | 62292.5217 | 55717.2 | 62207.4609
PV rooftop | 11792 | 43512.1373 | 149243.2314 | 172414.9636 | 106372.3301 | 87398.8261 | 53982.4245 | 52262.3136
Biomass | 1740 | 0 | 1381.7647 | 426.4706 | 392.3529 | 0 | 0 | 0
Hydro Dam | 9800 | 9800 | 19600 | 9100 | 4200 | 26600 | 9800 | 8400
Hydro RoR | 7000 | 8750 | 7000 | 5250 | 3500 | 45500 | 14000 | 21000
Geothermal | 0 | 11076 | 1402.5143 | 0 | 0 | 0 | 0 | 0
CSP | 800 | 624.7536 | 0 | 0 | 0 | 0 | 0 | 0
CHP Biogas | 3480 | 21765.5666 | 461.2326 | 853.2803 | 784.0954 | 3759.0457 | 15061.5507 | 1365.2485
Waste-to-energy | 580 | 549.7306 | 531.1785 | 511.6498 | 0 | 0 | 0 | 0
Methanation | 0 | 992.6016 | 0 | 0 | 6988.2927 | 5594.878 | 3126.3415 | 223.9837
Coal PP (Hard Coal) | 63720 | 0 | 0 | 0 | 0 | 0 | 0 | 0
Nuclear PP | 780 | 0 | 0 | 0 | 0 | 0 | 0 | 0
OCGT | 8742 | 0 | 68262 | 0 | 0 | 0 | 0 | 1116
CCGT | 16926 | 0 | 0 | 0 | 0 | 0 | 1488 | 2046
Steam Turbine (ST) | 0 | 181.1053 | 0 | 513.9474 | 327.9474 | 0 | 0 | 0
Power to Heat (PtH) | 0 | 9523.2 | 0 | 1339.2 | 892.8 | 0 | 0 | 148.8
Internal Combustion Engine (ICE) | 558 | 0 | 0 | 0 | 0 | 0 | 0 | 0
Gas Storage | 0 | 0 | 0 | 0 | 0 | 0 | 0 | 0
Power-to-Gas (PtG) | 0 | 744 | 0 | 372 | 25668 | 22320 | 13392 | 744
Battery Storage large-scale | 0 | 4106.7 | 0 | 62163.27 | 71943.3 | 71520.8 | 75576.8 | 63487.6667
Battery Storage prosumer | 0 | 2296.608 | 113111.5623 | 137557.7243 | 64386.472 | 42254.3323 | 23586.6771 | 67048.5352
Pumped Hydro Storage (PHS) | 4666.6667 | 1866.6667 | 1866.6667 | 933.3333 | 1866.6667 | 0 | 1866.6667 | 2800
Adiabatic Compressed Air Energy Storage (A-CAES) | 0 | 1639.3 | 15.9343 | 30.0337 | 0 | 0 | 0 | 38.0974
Total | 171480.6667 | 231962.5888 | 817876.5566 | 617907.0783 | 422757.5788 | 377136.7239 | 269661.9003 | 283564.906
South America | Annual Manufacturing Jobs Created 2010-15: Annual Manufacturing Jobs Created
Technologies | 2010-15 | 2015-20 | 2020-25 | 2025-30 | 2030-35 | 2035-40 | 2040-45 | 2045-50
Wind onshore | 10335.2837 | 44715.623 | 3864.5706 | 2521.227 | 2484.3208 | 3897.283 | 3665.7274 | 36002.0312
Wind offshore | 0 | 0 | 0 | 0 | 0 | 0 | 0 | 0
PV Utility-scale | 4209.5077 | 93694.8815 | 49266.3952 | 33518.7921 | 22199.0632 | 39573.4507 | 56539.4023 | 56352.6765
PV rooftop | 0 | 15913.3077 | 65000.308 | 74257.967 | 53854.518 | 58783.7401 | 35318.057 | 33950.1287
Biomass | 5466.0771 | 0 | 2126.6748 | 0 | 0 | 0 | 0 | 0
Hydro Dam | 39581.9377 | 49013.2798 | 40401.3889 | 7334.0214 | 15976.046 | 24442.5571 | 17403.0775 | 14413.991
Hydro RoR | 27487.4568 | 23564.0768 | 28280.9722 | 22002.0643 | 3328.3429 | 16080.6296 | 12430.7696 | 21020.4035
Geothermal | 0 | 0 | 0 | 0 | 0 | 0 | 0 | 0
CSP | 0 | 0 | 0 | 0 | 0 | 0 | 0 | 0
CHP Biogas | 0 | 61279.8239 | 0 | 0 | 745.6396 | 690.8323 | 25473.0159 | 585.675
Waste-to-energy | 0 | 1480.4451 | 0 | 0 | 0 | 0 | 0 | 0
Methanation | 0 | 0 | 0 | 0 | 0 | 0 | 0 | 384.3452
Coal PP (Hard Coal) | 13570.9501 | 0 | 0 | 0 | 0 | 0 | 0 | 0
Nuclear PP | 0 | 0 | 0 | 0 | 0 | 0 | 0 | 0
OCGT | 5258.7432 | 10018.0989 | 0 | 0 | 0 | 0 | 0 | 0
CCGT | 4674.4384 | 1502.7148 | 0 | 0 | 0 | 341.8282 | 0 | 319.1669
Steam Turbine (ST) | 0 | 0 | 0 | 0 | 0 | 0 | 0 | 0
Power to Heat (PtH) | 0 | 0 | 2061.1634 | 0 | 283.0042 | 6563.1022 | 0 | 0
Internal Combustion Engine (ICE) | 3505.8288 | 0 | 0 | 0 | 0 | 0 | 0 | 0
Gas Storage | 0 | 0 | 0 | 0 | 0 | 0 | 0 | 0
Power-to-Gas (PtG) | 0 | 0 | 0 | 0 | 0 | 0 | 0 | 1276.6678
Battery Storage large-scale | 0 | 0 | 1242.6659 | 30686.4118 | 11455.5096 | 29288.2481 | 49548.8702 | 52271.7377
Battery Storage prosumer | 0 | 7559.2626 | 55086.47 | 53300.451 | 32038.2445 | 32044.1476 | 19982.213 | 37686.5929
Pumped Hydro Storage (PHS) | 0 | 0 | 0 | 1955.7391 | 0 | 0 | 0 | 0
Adiabatic Compressed Air Energy Storage (A-CAES) | 0 | 45.5123 | 220.7202 | 0 | 0 | 26.4442 | 0 | 21.7911
Total | 114090.2234 | 308787.0266 | 247551.3293 | 225576.6738 | 142364.6887 | 211732.2632 | 220361.1329 | 254285.2074

## Manufacturing Jobs (Exp)
Global | Annual Manufacturing Jobs Created from Exports
Technologies | 2010-15 | 2015-20 | 2020-25 | 2025-30 | 2030-35 | 2035-40 | 2040-45 | 2045-50 | Contents
Wind onshore | 31322.9055 | 53430.3785 | 300711.634 | 141567.5715 | 6063.5343 | 1851.5435 | 557.7246 | 455.9496
Wind offshore | 2987.7296 | 0 | 0 | 0 | 0 | 0 | 0 | 0
PV Utility-scale | 27450.9367 | 193770.7399 | 214195.7197 | 164222.306 | 102122.3411 | 44284.0315 | 29281.92 | 19885.6916
PV rooftop | 15535.5397 | 37053.5541 | 95129.9966 | 100799.153 | 33271.6951 | 32534.6243 | 23519.7915 | 10551.7624
Biomass | 3067.0117 | 3371.698 | 5166.0237 | 1437.9796 | 360.1908 | 0 | 106.2004 | 237.6267
Hydro Dam | 37928.1255 | 36549.0862 | 20896.9411 | 8338.8086 | 2366.2444 | 2434.2109 | 1208.3294 | 684.1588
Hydro RoR | 36668.4896 | 18940.4887 | 11002.1671 | 5568.1649 | 200.3531 | 1765.1149 | 1037.5897 | 747.2821
Geothermal | 364.4105 | 8017.335 | 7875.8321 | 1094.4263 | 385.9913 | 0 | 0 | 0
CSP | 567.9784 | 92.4784 | 596.2177 | 0 | 0 | 0 | 689.4103 | 1810.459
CHP Biogas | 4012.3902 | 47735.6954 | 1260.2448 | 2083.8751 | 44.8846 | 0 | 1141.1583 | 0
Waste-to-energy | 300.7021 | 3316.1866 | 225.9114 | 137.9457 | 0 | 0 | 0 | 0
Methanation | 0 | 146.9287 | 0 | 0 | 1584.1246 | 1419.6378 | 1350.0604 | 221.4692
Coal PP | 100874.5533 | 0 | 0 | 0 | 0 | 0 | 0 | 0
Nuclear PP | 1428.6878 | 0 | 0 | 0 | 0 | 0 | 0 | 0
OCGT | 25970.248 | 6707.6564 | 75312.5848 | 1109.5375 | 0 | 151.2527 | 306.4116 | 282.035
CCGT | 26387.6089 | 25315.6985 | 4025.1653 | 179.3208 | 0 | 0 | 0 | 27.1822
Steam Turbine | 0 | 26.8079 | 0 | 363.8744 | 1249.0412 | 63.6853 | 0 | 85.8384
Power to Heat | 0 | 1459.1833 | 1184.8688 | 1623.0798 | 3933.5625 | 456.9426 | 2510.497 | 8101.5487
ICE | 8615.5648 | 0 | 0 | 0 | 0 | 0 | 0 | 0
Gas Storage | 0 | 0 | 0 | 0 | 0 | 0 | 0 | 0
Power-to-Gas | 0 | 110.1297 | 0 | 49.0603 | 5413.6703 | 5554.6926 | 6164.5387 | 998.9848
Battery Storage large-scale | 0 | 675.4327 | 20901.1228 | 165243.14 | 110140.7045 | 45602.1182 | 26056.7962 | 19219.2583
Battery Storage prosumer | 0 | 14210.0992 | 67689.6553 | 72024.5349 | 20179.4256 | 21517.7227 | 16465.4404 | 6873.1256
Pumped Hydro Storage | 8379.0747 | 3388.8678 | 15428.5753 | 1481.9329 | 0 | 140.4769 | 0 | 0
A-CAES | 0 | 256.6632 | 272.7448 | 6.0291 | 0 | 51.9774 | 31.7093 | 89.1726
Transmission | 331861.957 | 454575.1083 | 841875.4053 | 667330.7403 | 287315.7633 | 157828.0313 | 110427.5779 | 70271.5451
Total | 663723.914 | 909150.2167 | 1683750.8107 | 1334661.4805 | 574631.5267 | 315656.0626 | 220855.1557 | 140543.0902
Europe | Annual Manufacturing Jobs Created from Exports 2010-15: Annual Manufacturing Jobs Created from Exports
Technologies | 2010-15 | 2015-20 | 2020-25 | 2025-30 | 2030-35 | 2035-40 | 2040-45 | 2045-50
Wind onshore | 5364.3003 | 8167.3855 | 56625.7051 | 27128.6072 | 1187.1619 | 377.2332 | 124.2215 | 103.3361
Wind offshore | 0 | 0 | 0 | 0 | 0 | 0 | 0 | 0
PV Utility-scale | 3668.8642 | 30201.613 | 38963.1518 | 32637.9349 | 20281.6453 | 9131.5642 | 6351.8465 | 4368.1364
PV rooftop | 1714.948 | 5539.175 | 18529.5263 | 22186.5719 | 6900.6021 | 6731.722 | 4958.3084 | 2302.6806
Biomass | 474.5794 | 430.7822 | 819.5024 | 225.0054 | 68.7709 | 0 | 21.5578 | 52.092
Hydro Dam | 5305.45 | 5963.7979 | 4118.1692 | 1644.0659 | 531.6774 | 498.0822 | 252.747 | 149.6297
Hydro RoR | 4589.4896 | 3019.5255 | 2159.3397 | 1161.5683 | 51.1228 | 363.185 | 210.6225 | 160.3175
Geothermal | 24.5472 | 1385.2008 | 1278.6161 | 173.3091 | 73.697 | 0 | 0 | 0
CSP | 83.9221 | 33.5818 | 89.1017 | 0 | 0 | 0 | 139.9448 | 378.3025
CHP Biogas | 401.5672 | 6583.6018 | 144.8204 | 183.9485 | 11.4529 | 0 | 237.3831 | 0
Waste-to-energy | 60.8435 | 360.5001 | 29.2601 | 29.0264 | 0 | 0 | 0 | 0
Methanation | 0 | 53.3544 | 0 | 0 | 306.2239 | 284.3581 | 289.4408 | 47.878
Coal PP (Hard Coal) | 16082.2009 | 0 | 0 | 0 | 0 | 0 | 0 | 0
Nuclear PP | 211.3788 | 0 | 0 | 0 | 0 | 0 | 0 | 0
OCGT | 3320.9232 | 1160.7556 | 13874.9251 | 105.5198 | 0 | 33.0869 | 67.1585 | 62.478
CCGT | 4003.8392 | 3177.3309 | 653.685 | 0 | 0 | 0 | 0 | 5.6798
Steam Turbine (ST) | 0 | 9.7348 | 0 | 83.5828 | 249.0888 | 13.9313 | 0 | 17.9363
Power to Heat (PtH) | 0 | 511.8922 | 184.4252 | 335.5528 | 786.789 | 92.6433 | 510.4045 | 1735.7535
Internal Combustion Engine (ICE) | 989.2527 | 0 | 0 | 0 | 0 | 0 | 0 | 0
Gas Storage | 0 | 0 | 0 | 0 | 0 | 0 | 0 | 0
Power-to-Gas (PtG) | 0 | 39.9916 | 0 | 21.104 | 1043.2561 | 1113.9253 | 1320.7837 | 215.8332
Battery Storage large-scale | 0 | 245.2709 | 3611.7051 | 31778.9015 | 21763.3011 | 9326.823 | 5625.5679 | 4223.6013
Battery Storage prosumer | 0 | 1124.7444 | 13609.6583 | 16947.2505 | 4203.6479 | 4475.1708 | 3450.8246 | 1494.9557
Pumped Hydro Storage (PHS) | 1013.3593 | 451.5178 | 1660.635 | 217.0908 | 0 | 27.6712 | 0 | 0
Adiabatic Compressed Air Energy Storage (A-CAES) | 0 | 89.9327 | 40.3762 | 1.7038 | 0 | 10.2385 | 6.5088 | 19.3895
Total | 47309.4657 | 68549.6889 | 156392.6026 | 134860.7436 | 57458.4373 | 32479.6351 | 23567.3207 | 15338.0002
Eurasia | Annual Manufacturing Jobs Created from Exports 2010-15: Annual Manufacturing Jobs Created from Exports
Technologies | 2010-15 | 2015-20 | 2020-25 | 2025-30 | 2030-35 | 2035-40 | 2040-45 | 2045-50
Wind onshore
Wind offshore
PV Utility-scale
PV rooftop
Biomass
Hydro Dam
Hydro RoR
Geothermal
CSP
CHP Biogas
Waste-to-energy
Methanation
Coal PP (Hard Coal)
Nuclear PP
OCGT
CCGT
Steam Turbine (ST)
Power to Heat (PtH)
Internal Combustion Engine (ICE)
Gas Storage
Power-to-Gas (PtG)
Battery Storage large-scale
Battery Storage prosumer
Pumped Hydro Storage (PHS)
Adiabatic Compressed Air Energy Storage (A-CAES)
Total
MENA | Annual Manufacturing Jobs Created from Exports 2010-15: Annual Manufacturing Jobs Created from Exports
Technologies | 2010-15 | 2015-20 | 2020-25 | 2025-30 | 2030-35 | 2035-40 | 2040-45 | 2045-50
Wind onshore
Wind offshore
PV Utility-scale
PV rooftop
Biomass
Hydro Dam
Hydro RoR
Geothermal
CSP
CHP Biogas
Waste-to-energy
Methanation
Coal PP (Hard Coal)
Nuclear PP
OCGT
CCGT
Steam Turbine (ST)
Power to Heat (PtH)
Internal Combustion Engine (ICE)
Gas Storage
Power-to-Gas (PtG)
Battery Storage large-scale
Battery Storage prosumer
Pumped Hydro Storage (PHS)
Adiabatic Compressed Air Energy Storage (A-CAES)
Total
Sub-Saharan Africa | Annual Manufacturing Jobs Created from Exports 2010-15: Annual Manufacturing Jobs Created from Exports
Technologies | 2010-15 | 2015-20 | 2020-25 | 2025-30 | 2030-35 | 2035-40 | 2040-45 | 2045-50
Wind onshore
Wind offshore
PV Utility-scale
PV rooftop
Biomass
Hydro Dam
Hydro RoR
Geothermal
CSP
CHP Biogas
Waste-to-energy
Methanation
Coal PP (Hard Coal)
Nuclear PP
OCGT
CCGT
Steam Turbine (ST)
Power to Heat (PtH)
Internal Combustion Engine (ICE)
Gas Storage
Power-to-Gas (PtG)
Battery Storage large-scale
Battery Storage prosumer
Pumped Hydro Storage (PHS)
Adiabatic Compressed Air Energy Storage (A-CAES)
Total
SAARC | Annual Manufacturing Jobs Created from Exports 2010-15: Annual Manufacturing Jobs Created from Exports
Technologies | 2010-15 | 2015-20 | 2020-25 | 2025-30 | 2030-35 | 2035-40 | 2040-45 | 2045-50
Wind onshore | 1631.0742 | 10049.3888 | 86404.6504 | 39733.1726 | 1900.9485 | 508.6124 | 77.4368 | 59.5671
Wind offshore | 0 | 0 | 0 | 0 | 0 | 0 | 0 | 0
PV Utility-scale | 2116.926 | 48869.0281 | 61658.3368 | 47303.7522 | 29479.6467 | 11239.72 | 5595.36 | 3935.3694
PV rooftop | 832.8889 | 4086.6274 | 10262.0089 | 16198.2329 | 7774.7516 | 8063.2139 | 5785.9103 | 2234.1664
Biomass | 90.126 | 1400.2024 | 1285.9498 | 452.4099 | 125.3396 | 0 | 33.5966 | 48.0447
Hydro Dam | 9263.8175 | 7897.1409 | 3307.4138 | 1556.7261 | 342.883 | 650.5635 | 315.1132 | 141.7007
Hydro RoR | 10378.7388 | 4534.5774 | 1503.3699 | 603.9024 | 0 | 454.6949 | 328.243 | 184.827
Geothermal | 121.204 | 2928.8706 | 2689.4104 | 390.4501 | 134.3176 | 0 | 0 | 0
CSP | 0 | 0 | 248.1365 | 0 | 0 | 0 | 218.0959 | 545.1719
CHP Biogas | 180.2521 | 6921.6531 | 169.813 | 223.5685 | 0 | 0 | 309.4109 | 0
Waste-to-energy | 0 | 788.9289 | 0 | 0 | 0 | 0 | 0 | 0
Methanation | 0 | 0 | 0 | 0 | 520.9058 | 431.3155 | 288.6891 | 51.255
Coal PP (Hard Coal) | 12894.2394 | 0 | 0 | 0 | 0 | 0 | 0 | 0
Nuclear PP | 437.6811 | 0 | 0 | 0 | 0 | 0 | 0 | 0
OCGT | 9643.7972 | 678.4525 | 24510.1453 | 237.7267 | 0 | 22.305 | 52.3313 | 50.7482
CCGT | 7553.1838 | 10714.3592 | 1455.2007 | 0 | 0 | 0 | 0 | 8.1852
Steam Turbine (ST) | 0 | 0 | 0 | 89.7731 | 349.2161 | 9.3916 | 0 | 25.848
Power to Heat (PtH) | 0 | 0 | 308.1602 | 499.226 | 1083.7999 | 129.3692 | 787.0628 | 2025.9991
Internal Combustion Engine (ICE) | 3453.8474 | 0 | 0 | 0 | 0 | 0 | 0 | 0
Gas Storage | 0 | 0 | 0 | 0 | 0 | 0 | 0 | 0
Power-to-Gas (PtG) | 0 | 0 | 0 | 0 | 1806.3332 | 1676.5952 | 1325.7264 | 232.4595
Battery Storage large-scale | 0 | 0 | 5976.6829 | 49609.7743 | 32545.1064 | 12222.8929 | 5219.0639 | 3785.6
Battery Storage prosumer | 0 | 1619.1307 | 6227.0412 | 12051.1696 | 4560.1832 | 5138.3449 | 4233.3281 | 1502.9578
Pumped Hydro Storage (PHS) | 2586.3757 | 0 | 1202.6959 | 250.5077 | 0 | 46.6354 | 0 | 0
Adiabatic Compressed Air Energy Storage (A-CAES) | 0 | 0 | 87.9984 | 0 | 0 | 17.2554 | 9.3829 | 19.5595
Total | 61184.152 | 100488.3598 | 207297.0142 | 169200.392 | 80623.4317 | 40610.9097 | 24578.7513 | 14851.4593
Northeast Asia | Annual Manufacturing Jobs Created from Exports 2010-15: Annual Manufacturing Jobs Created from Exports
Technologies | 2010-15 | 2015-20 | 2020-25 | 2025-30 | 2030-35 | 2035-40 | 2040-45 | 2045-50
Wind onshore | 21131.531 | 27841.1842 | 150164.4369 | 71020.9917 | 2815.7744 | 902.0787 | 294.139 | 242.2864
Wind offshore | 2597.7296 | 0 | 0 | 0 | 0 | 0 | 0 | 0
PV Utility-scale | 19219.6464 | 97148.2195 | 102993.9407 | 77469.7776 | 48522.2637 | 21836.3298 | 15040.2723 | 10241.7255
PV rooftop | 11781.7028 | 23134.7333 | 54670.675 | 53281.5902 | 15554.9917 | 16097.5817 | 11740.5714 | 5398.9667
Biomass | 1925.2063 | 1511.0311 | 2662.1626 | 717.9172 | 166.0803 | 0 | 51.0459 | 122.1371
Hydro Dam | 19295.3581 | 17837.1474 | 10114.8581 | 4350.5166 | 987.6841 | 1191.0651 | 598.4691 | 350.8284
Hydro RoR | 18611.5113 | 9172.6359 | 5099.4575 | 2577.6942 | 61.7303 | 868.485 | 498.7243 | 375.8876
Geothermal | 199.1593 | 3703.2637 | 3693.9221 | 514.0642 | 177.9766 | 0 | 0 | 0
CSP | 444.0563 | 58.8966 | 258.9795 | 0 | 0 | 0 | 331.3695 | 886.9847
CHP Biogas | 3097.0709 | 27164.0515 | 804.9354 | 1420.3741 | 13.8293 | 0 | 562.0896 | 0
Waste-to-energy | 225.3586 | 1886.395 | 170.0924 | 96.128 | 0 | 0 | 0 | 0
Methanation | 0 | 93.5742 | 0 | 0 | 739.5241 | 679.9861 | 685.3549 | 112.2569
Coal PP (Hard Coal) | 65774.513 | 0 | 0 | 0 | 0 | 0 | 0 | 0
Nuclear PP | 756.2279 | 0 | 0 | 0 | 0 | 0 | 0 | 0
OCGT | 12302.4476 | 3720.8284 | 35669.2244 | 677.9411 | 0 | 79.1208 | 159.0218 | 146.4888
CCGT | 13974.9858 | 11113.3884 | 1804.6796 | 146.7708 | 0 | 0 | 0 | 13.3172
Steam Turbine (ST) | 0 | 17.0731 | 0 | 177.6699 | 601.5441 | 33.314 | 0 | 42.0542
Power to Heat (PtH) | 0 | 939.8511 | 536.0434 | 754.821 | 1894.8295 | 221.5381 | 1208.5656 | 4069.7242
Internal Combustion Engine (ICE) | 3819.9947 | 0 | 0 | 0 | 0 | 0 | 0 | 0
Gas Storage | 0 | 0 | 0 | 0 | 0 | 0 | 0 | 0
Power-to-Gas (PtG) | 0 | 70.1381 | 0 | 27.9563 | 2519.4409 | 2663.7321 | 3127.4286 | 506.0521
Battery Storage large-scale | 0 | 430.1617 | 10122.1439 | 77079.5359 | 52321.829 | 22303.2524 | 13320.5474 | 9902.842
Battery Storage prosumer | 0 | 9305.7113 | 38799.0869 | 37048.1737 | 9491.4871 | 10701.4858 | 8171.0636 | 3505.1391
Pumped Hydro Storage (PHS) | 4569.3397 | 2578.0166 | 10684.5777 | 827.6678 | 0 | 66.1703 | 0 | 0
Adiabatic Compressed Air Energy Storage (A-CAES) | 0 | 162.5055 | 125.6474 | 3.9499 | 0 | 24.4834 | 15.412 | 45.4614
Total | 199725.8393 | 237888.8067 | 428374.8637 | 328193.54 | 135868.9851 | 77668.6234 | 55804.075 | 35962.1522
Southeast Asia | Annual Manufacturing Jobs Created from Exports 2010-15: Annual Manufacturing Jobs Created from Exports
Technologies | 2010-15 | 2015-20 | 2020-25 | 2025-30 | 2030-35 | 2035-40 | 2040-45 | 2045-50
Wind onshore
Wind offshore
PV Utility-scale
PV rooftop
Biomass
Hydro Dam
Hydro RoR
Geothermal
CSP
CHP Biogas
Waste-to-energy
Methanation
Coal PP (Hard Coal)
Nuclear PP
OCGT
CCGT
Steam Turbine (ST)
Power to Heat (PtH)
Internal Combustion Engine (ICE)
Gas Storage
Power-to-Gas (PtG)
Battery Storage large-scale
Battery Storage prosumer
Pumped Hydro Storage (PHS)
Adiabatic Compressed Air Energy Storage (A-CAES)
Total
North America | Annual Manufacturing Jobs Created from Exports 2010-15: Annual Manufacturing Jobs Created from Exports
Technologies | 2010-15 | 2015-20 | 2020-25 | 2025-30 | 2030-35 | 2035-40 | 2040-45 | 2045-50
Wind onshore | 3196 | 7372.42 | 7516.8416 | 3684.8 | 159.6496 | 63.6192 | 61.9272 | 50.76
Wind offshore | 390 | 0 | 0 | 0 | 0 | 0 | 0 | 0
PV Utility-scale | 2445.5 | 17551.8793 | 10580.2904 | 6810.8413 | 3838.7854 | 2076.4174 | 2294.4412 | 1340.4603
PV rooftop | 1206 | 4293.0185 | 11667.7864 | 9132.7579 | 3041.3497 | 1642.1068 | 1035.0014 | 615.9487
Biomass | 577.1 | 29.6824 | 398.4088 | 42.6471 | 0 | 0 | 0 | 15.3529
Hydro Dam | 4063.5 | 4851 | 3356.5 | 787.5 | 504 | 94.5 | 42 | 42
Hydro RoR | 3088.75 | 2213.75 | 2240 | 1225 | 87.5 | 78.75 | 0 | 26.25
Geothermal | 19.5 | 0 | 213.8834 | 16.6029 | 0 | 0 | 0 | 0
CSP | 40 | 0 | 0 | 0 | 0 | 0 | 0 | 0
CHP Biogas | 333.5 | 7066.3891 | 140.6759 | 255.9841 | 19.6024 | 0 | 32.2748 | 0
Waste-to-energy | 14.5 | 280.3626 | 26.5589 | 12.7912 | 0 | 0 | 0 | 0
Methanation | 0 | 0 | 0 | 0 | 17.4707 | 23.978 | 86.5756 | 10.0793
Coal PP (Hard Coal) | 6123.6 | 0 | 0 | 0 | 0 | 0 | 0 | 0
Nuclear PP | 23.4 | 0 | 0 | 0 | 0 | 0 | 0 | 0
OCGT | 703.08 | 1147.62 | 1258.29 | 88.35 | 0 | 16.74 | 27.9 | 22.32
CCGT | 855.6 | 310.62 | 111.6 | 32.55 | 0 | 0 | 0 | 0
Steam Turbine (ST) | 0 | 0 | 0 | 12.8487 | 49.1921 | 7.0484 | 0 | 0
Power to Heat (PtH) | 0 | 7.44 | 156.24 | 33.48 | 168.144 | 13.392 | 4.464 | 270.072
Internal Combustion Engine (ICE) | 352.47 | 0 | 0 | 0 | 0 | 0 | 0 | 0
Gas Storage | 0 | 0 | 0 | 0 | 0 | 0 | 0 | 0
Power-to-Gas (PtG) | 0 | 0 | 0 | 0 | 44.64 | 100.44 | 390.6 | 44.64
Battery Storage large-scale | 0 | 0 | 1190.5909 | 6774.9283 | 3510.468 | 1749.15 | 1891.617 | 1307.215
Battery Storage prosumer | 0 | 2160.5127 | 9053.8689 | 5977.9411 | 1924.1074 | 1202.7212 | 610.2241 | 370.0731
Pumped Hydro Storage (PHS) | 210 | 359.3333 | 1880.6667 | 186.6667 | 0 | 0 | 0 | 0
Adiabatic Compressed Air Energy Storage (A-CAES) | 0 | 4.225 | 18.7228 | 0.37542 | 0 | 0 | 0.4056 | 4.7622
Total | 23642.5 | 47648.2529 | 49810.9248 | 35076.0647 | 13364.9093 | 7068.8631 | 6477.4309 | 4119.9334
South America | Annual Manufacturing Jobs Created from Exports 2010-15: Annual Manufacturing Jobs Created from Exports
Technologies | 2010-15 | 2015-20 | 2020-25 | 2025-30 | 2030-35 | 2035-40 | 2040-45 | 2045-50
Wind onshore
Wind offshore
PV Utility-scale
PV rooftop
Biomass
Hydro Dam
Hydro RoR
Geothermal
CSP
CHP Biogas
Waste-to-energy
Methanation
Coal PP (Hard Coal)
Nuclear PP
OCGT
CCGT
Steam Turbine (ST)
Power to Heat (PtH)
Internal Combustion Engine (ICE)
Gas Storage
Power-to-Gas (PtG)
Battery Storage large-scale
Battery Storage prosumer
Pumped Hydro Storage (PHS)
Adiabatic Compressed Air Energy Storage (A-CAES)
Total

## C&I Jobs
Global | Annual Construction & Installation Jobs Created
Technologies | 2010-15 | 2015-20 | 2020-25 | 2025-30 | 2030-35 | 2035-40 | 2040-45 | 2045-50 |  | Contents
Wind onshore | 207565.823 | 392335.7719 | 1447939.0657 | 673807.7428 | 117097.783 | 59685.495 | 69549.3221 | 145299.5492
Wind offshore | 8392.2095 | 0 | 0 | 0 | 0 | 0 | 0 | 0
PV Utility-scale | 566884.7928 | 2146200.4435 | 3367713.1719 | 3364631.1424 | 3123362.7794 | 2503532.4633 | 2934330.5159 | 3383173.1327
PV rooftop | 617771.2734 | 1509950.3611 | 3760969.4399 | 5731855.5568 | 3851264.8144 | 3965781.4487 | 3027795.9051 | 3422699.2549
Biomass | 98502.286 | 47743.9352 | 244173.0523 | 89632.2625 | 42832.1348 | 34662.458 | 33395.4596 | 71840.669
Hydro Dam | 483926.386 | 576852.977 | 346435.6665 | 138104.6683 | 109544.6012 | 304227.9781 | 221905.3073 | 348391.8534
Hydro RoR | 487356.2438 | 179803.6051 | 173524.1108 | 119966.0436 | 51846.5109 | 350709.9549 | 204140.4539 | 439380.9523
Geothermal | 4857.1462 | 49340.3261 | 69829.667 | 8820.9002 | 4917.6261 | 0 | 0 | 1377.5241
CSP | 4956.8838 | 1249.5071 | 1789.5455 | 0 | 0 | 0 | 5937.1079 | 32648.7028
CHP Biogas | 104699.5426 | 1515477.7073 | 53082.1706 | 84793.2163 | 23744.558 | 112982.072 | 751686.8157 | 69375.4114
Waste-to-energy | 5737.2733 | 91117.9699 | 8214.5299 | 5272.5858 | 5541.232 | 5444.8046 | 11132.5715 | 0
Methanation | 0 | 4791.8699 | 0 | 4755.9249 | 59112.7033 | 90319.4825 | 191935.008 | 90851.5663
Coal PP | 2218533.3383 | 0 | 0 | 0 | 0 | 0 | 0 | 0
Nuclear PP | 109357.4002 | 0 | 0 | 0 | 0 | 0 | 0 | 0
OCGT | 127949.0591 | 74917.3222 | 432544.777 | 7953.1097 | 303.8156 | 3204.078 | 8648.6989 | 64433.6732
CCGT | 156103.2117 | 64848.8836 | 25537.3936 | 2065.0103 | 2072.8023 | 1094.4977 | 5918.5254 | 24396.9675
Steam Turbine | 7504.5521 | 253.1579 | 2760.6086 | 6192.0732 | 23879.8496 | 1656.8607 | 0 | 1012.7466
Power to Heat | 0 | 15327.8987 | 41276.683 | 18266.3137 | 74574.0809 | 15809.2079 | 15749.7003 | 207544.6553
ICE | 32558.6882 | 0 | 0 | 0 | 0 | 0 | 0 | 0
Gas Storage | 0 | 229.2635 | 442.654 | 1011.1667 | 2068.6026 | 3475.9202 | 6982.1338 | 4746.1429
Power-to-Gas | 0 | 1040 | 0 | 3646.2997 | 61602.6853 | 104302.9797 | 248029.0434 | 120693.937
Battery Storage large-scale | 0 | 3374.1604 | 109892.8605 | 1054246.2896 | 982158.0993 | 772062.3758 | 875855.7404 | 1003465.2243
Battery Storage prosumer | 0 | 166744.6932 | 773184.276 | 1419370.8366 | 799517.852 | 745545.903 | 564819.6452 | 771122.9941
Pumped Hydro Storage | 107194.1774 | 92465.581 | 384986.5735 | 146490.3037 | 28048.7308 | 30832.9977 | 53514.6303 | 58179.7411
A-CAES | 0 | 2444.1637 | 1183.0955 | 1617.9468 | 48.3943 | 498.4138 | 2268.1268 | 16625.9133
Transmission | 5349850.2875 | 6936509.5982 | 11245479.3417 | 12882499.3936 | 9363539.6558 | 9105829.3916 | 9233594.7115 | 10277260.6114
Total | 10699700.5751 | 13873019.1965 | 22490958.6835 | 25764998.7872 | 18727079.3117 | 18211658.7832 | 18467189.423 | 20554521.2229
Europe | Annual Construction & Installation Jobs Created 2010-15: Annual Construction & Installation Jobs Created | The jobs from 2015 to 2050 have been corrected for 5 year intervals
Technologies | 2010-15 | 2015-20 | 2020-25 | 2025-30 | 2030-35 | 2035-40 | 2040-45 | 2045-50
Wind onshore | 28197.824 | 42409.9943 | 104635.4299 | 72615.7457 | 49651.5136 | 29679.2495 | 27064.4396 | 42213.8993
Wind offshore | 8392.2095 | 0 | 0 | 0 | 0 | 0 | 0 | 0
PV Utility-scale | 103643.7876 | 139561.0748 | 76667.0956 | 90239.6661 | 120556.6844 | 130949.221 | 84048.9016 | 59871.0012
PV rooftop | 196377.7028 | 302540.361 | 684815.4701 | 577527.1846 | 434796.0697 | 435385.0032 | 284352.6599 | 318502.8933
Biomass | 23498.1867 | 0 | 24496.7103 | 9343.9379 | 11066.5875 | 15040.13 | 20814.4603 | 10059.1399
Hydro Dam | 32603.734 | 17501.6909 | 35871.4791 | 21830.1085 | 25941.1808 | 70205.8761 | 30281.4999 | 34347.6518
Hydro RoR | 42695.3659 | 15910.6281 | 20381.5222 | 16792.3912 | 8647.0603 | 100920.9468 | 44531.6175 | 40674.8508
Geothermal | 1426.6756 | 0 | 2694.1172 | 1313.8263 | 1284.9732 | 0 | 0 | 0
CSP | 3356.8838 | 0 | 0 | 0 | 0 | 0 | 0 | 0
CHP Biogas | 67557.2867 | 377389.9085 | 19624.7852 | 49075.179 | 13269.574 | 77475.0568 | 285455.0617 | 36227.3025
Waste-to-energy | 2937.2733 | 28530.2509 | 5650.2202 | 2802.5521 | 5541.232 | 5444.8046 | 7982.3806 | 0
Methanation | 0 | 0 | 0 | 0 | 1642.5804 | 9151.7548 | 11178.4047 | 1320.7733
Coal PP (Hard Coal) | 117490.9333 | 0 | 0 | 0 | 0 | 0 | 0 | 0
Nuclear PP | 0 | 0 | 0 | 0 | 0 | 0 | 0 | 0
OCGT | 5727.683 | 1118.0441 | 11171.2776 | 5605.0279 | 303.8156 | 925.0099 | 1251.6995 | 11115.3496
CCGT | 8727.8979 | 559.0221 | 0 | 2065.0103 | 1519.0782 | 616.6732 | 3442.1737 | 9845.024
Steam Turbine (ST) | 0 | 0 | 0 | 0 | 1607.0248 | 259.6519 | 0 | 0
Power to Heat (PtH) | 0 | 447.2177 | 1374.9265 | 0 | 4617.9976 | 1480.0158 | 0 | 0
Internal Combustion Engine (ICE) | 545.4936 | 0 | 0 | 0 | 0 | 0 | 0 | 0
Gas Storage | 0 | 73.4568 | 275.4083 | 625.8898 | 409.4805 | 686.2205 | 852.6107 | 320.1032
Power-to-Gas (PtG) | 0 | 0 | 0 | 0 | 2430.5251 | 9866.7718 | 15020.3942 | 1270.3257
Battery Storage large-scale | 0 | 0 | 721.8364 | 20662.1297 | 43501.2569 | 47820.1632 | 34471.8047 | 22008.3923
Battery Storage prosumer | 0 | 64864.7511 | 158648.9462 | 104890.9771 | 65299.9484 | 50542.0967 | 53259.1263 | 89418.3287
Pumped Hydro Storage (PHS) | 18630.7051 | 14849.9196 | 108701.4518 | 8955.942 | 4611.7655 | 16381.3711 | 11875.098 | 12051.8077
Adiabatic Compressed Air Energy Storage (A-CAES) | 0 | 46.4418 | 246.8069 | 21.7769 | 21.9228 | 218.099 | 1954.9621 | 1566.211
Total | 661809.6429 | 1005802.7616 | 1255977.4835 | 984367.345 | 796720.2712 | 1003048.1158 | 917837.295 | 690813.0543
Eurasia | Annual Construction & Installation Jobs Created 2010-15: Annual Construction & Installation Jobs Created
Technologies | 2010-15 | 2015-20 | 2020-25 | 2025-30 | 2030-35 | 2035-40 | 2040-45 | 2045-50
Wind onshore | 0 | 19111.6337 | 147321.5654 | 30477.9471 | 18769.8898 | 9539.2817 | 8511.7793 | 23594.4999
Wind offshore | 0 | 0 | 0 | 0 | 0 | 0 | 0 | 0
PV Utility-scale | 0 | 18207.5593 | 52811.0766 | 100626.0305 | 44333.9071 | 40666.7999 | 28836.4581 | 33396.069
PV rooftop | 0 | 0 | 14386.7558 | 34172.5173 | 48014.8399 | 69302.7181 | 91055.0309 | 110066.1016
Biomass | 0 | 4306.6008 | 3894.0514 | 3501.6024 | 3128.5533 | 0 | 0 | 2720.4812
Hydro Dam | 32976.091 | 29357.0158 | 25919.1357 | 10068.6075 | 7333.6399 | 29334.5596 | 19556.3731 | 26890.013
Hydro RoR | 34350.0947 | 20016.1471 | 6479.7839 | 6292.8797 | 0 | 24445.4664 | 18334.0998 | 24445.4664
Geothermal | 0 | 16251.4284 | 4282.6285 | 1969.4041 | 3632.6529 | 0 | 0 | 0
CSP | 0 | 0 | 0 | 0 | 0 | 0 | 0 | 0
CHP Biogas | 0 | 30144.139 | 0 | 0 | 0 | 0 | 17156.8794 | 0
Waste-to-energy | 0 | 4785.612 | 0 | 0 | 0 | 0 | 0 | 0
Methanation | 0 | 0 | 0 | 0 | 0 | 6373.2248 | 9588.0372 | 7144.0277
Coal PP (Hard Coal) | 37432.3195 | 0 | 0 | 0 | 0 | 0 | 0 | 0
Nuclear PP | 4381.958 | 0 | 0 | 0 | 0 | 0 | 0 | 0
OCGT | 10620.6779 | 0 | 50086.9785 | 0 | 0 | 0 | 0 | 0
CCGT | 6758.6132 | 5157.3136 | 0 | 0 | 0 | 0 | 0 | 0
Steam Turbine (ST) | 0 | 0 | 0 | 0 | 0 | 0 | 0 | 0
Power to Heat (PtH) | 0 | 0 | 0 | 0 | 0 | 0 | 0 | 0
Internal Combustion Engine (ICE) | 0 | 0 | 0 | 0 | 0 | 0 | 0 | 0
Gas Storage | 0 | 4.6648 | 26.111 | 71.9557 | 38.3499 | 205.5783 | 349.1906 | 346.5596
Power-to-Gas (PtG) | 0 | 0 | 0 | 0 | 0 | 6871.1581 | 12024.5267 | 9447.8424
Battery Storage large-scale | 0 | 0 | 286.8618 | 5127.8466 | 10756.6659 | 10804.2354 | 6029.4412 | 8740.9059
Battery Storage prosumer | 0 | 0 | 0 | 0 | 1264.4155 | 4298.8946 | 11877.2875 | 17156.9073
Pumped Hydro Storage (PHS) | 7328.0202 | 0 | 0 | 3356.2025 | 0 | 3259.3955 | 0 | 0
Adiabatic Compressed Air Energy Storage (A-CAES) | 0 | 0 | 0 | 0 | 0 | 0 | 28.5417 | 1662.1482
Total | 133847.7746 | 147342.1145 | 305494.9486 | 195664.9935 | 137272.9143 | 205101.3125 | 223347.6456 | 265611.0222
MENA | Annual Construction & Installation Jobs Created 2010-15: Annual Construction & Installation Jobs Created
Technologies | 2010-15 | 2015-20 | 2020-25 | 2025-30 | 2030-35 | 2035-40 | 2040-45 | 2045-50
Wind onshore | 1445.2112 | 1139.8167 | 97270.8413 | 99485.2386 | 0 | 0 | 0 | 0
Wind offshore | 0 | 0 | 0 | 0 | 0 | 0 | 0 | 0
PV Utility-scale | 5871.1706 | 192669.29 | 286788.8295 | 229367.26 | 292418.2383 | 134044.2521 | 72000.5915 | 128476.4485
PV rooftop | 0 | 20177.2125 | 63620.0408 | 114331.1702 | 121876.5928 | 182452.3015 | 237249.9442 | 164390.5208
Biomass | 0 | 13869.6527 | 11069.9899 | 6202.2332 | 2589.5351 | 0 | 2207.6145 | 4063.2066
Hydro Dam | 3342.0509 | 8595.0853 | 2456.093 | 4458.5197 | 0 | 1955.1566 | 7556.9496 | 5476.6221
Hydro RoR | 8355.1273 | 7162.5711 | 0 | 0 | 0 | 0 | 9446.1871 | 9127.7035
Geothermal | 0 | 0 | 10145.529 | 1744.1591 | 0 | 0 | 0 | 0
CSP | 0 | 0 | 1789.5455 | 0 | 0 | 0 | 5937.1079 | 30561.68
CHP Biogas | 0 | 41606.1057 | 0 | 3102.3497 | 0 | 0 | 17679.3073 | 0
Waste-to-energy | 0 | 5137.4452 | 0 | 0 | 0 | 0 | 0 | 0
Methanation | 0 | 0 | 0 | 0 | 15374.2779 | 15291.9799 | 11855.9922 | 5335.0233
Coal PP (Hard Coal) | 5058.2393 | 0 | 0 | 0 | 0 | 0 | 0 | 0
Nuclear PP | 5329.2164 | 0 | 0 | 0 | 0 | 0 | 0 | 0
OCGT | 19961.9799 | 503.3158 | 78960.0706 | 1566.5069 | 0 | 0 | 331.8931 | 962.1093
CCGT | 16439.2776 | 35735.4221 | 4746.2338 | 0 | 0 | 0 | 0 | 320.7031
Steam Turbine (ST) | 0 | 0 | 0 | 360.7088 | 2506.9138 | 0 | 0 | 1012.7466
Power to Heat (PtH) | 0 | 0 | 1553.3129 | 2349.7604 | 7677.8913 | 1373.8938 | 14868.809 | 66962.8062
Internal Combustion Engine (ICE) | 11155.2241 | 0 | 0 | 0 | 0 | 0 | 0 | 0
Gas Storage | 0 | 0.37003 | 3.6797 | 0 | 150.5597 | 561.0928 | 448.2177 | 346.953
Power-to-Gas (PtG) | 0 | 0 | 0 | 0 | 15640.1489 | 17173.6731 | 15930.8668 | 7055.4681
Battery Storage large-scale | 0 | 0 | 5164.7653 | 96095.2574 | 110561.6343 | 52832.0311 | 24822.2819 | 40330.8811
Battery Storage prosumer | 0 | 3156.8114 | 13797.7257 | 29710.8289 | 25379.3101 | 38680.5421 | 60370.9821 | 38284.8218
Pumped Hydro Storage (PHS) | 4456.0679 | 0 | 3274.7907 | 0 | 0 | 0 | 0 | 0
Adiabatic Compressed Air Energy Storage (A-CAES) | 0 | 0 | 405.5683 | 0 | 0 | 194.3622 | 154.4069 | 500.5083
Total | 81413.5652 | 329753.0985 | 581047.0157 | 588773.9929 | 594175.1023 | 444559.2853 | 480861.1517 | 503208.2024
Sub-Saharan Africa | Annual Construction & Installation Jobs Created 2010-15: Annual Construction & Installation Jobs Created
Technologies | 2010-15 | 2015-20 | 2020-25 | 2025-30 | 2030-35 | 2035-40 | 2040-45 | 2045-50
Wind onshore | 4794.7444 | 15126.176 | 134463.8577 | 53730.6837 | 4482.0455 | 4218.7305 | 5952.1144 | 9428.5827
Wind offshore | 0 | 0 | 0 | 0 | 0 | 0 | 0 | 0
PV Utility-scale | 19478.6491 | 277919.3577 | 306514.7208 | 489538.9867 | 467954.3878 | 392396.089 | 628468.0277 | 709569.882
PV rooftop | 0 | 44627.6527 | 195994.2797 | 368157.632 | 430717.6706 | 620642.3549 | 566992.3167 | 652102.3507
Biomass | 0 | 0 | 24484.4358 | 0 | 0 | 0 | 0 | 20220.6124
Hydro Dam | 44351.3856 | 85547.157 | 40742.6194 | 29583.8586 | 13425.8165 | 19459.7361 | 12535.76 | 24226.2194
Hydro RoR | 27719.616 | 23763.0992 | 20371.3097 | 0 | 0 | 16216.4468 | 0 | 15141.3871
Geothermal | 0 | 0 | 13463.8364 | 0 | 0 | 0 | 0 | 0
CSP | 0 | 0 | 0 | 0 | 0 | 0 | 0 | 0
CHP Biogas | 0 | 61349.1693 | 12259.3449 | 10292.5949 | 0 | 0 | 21995.3384 | 0
Waste-to-energy | 0 | 0 | 0 | 0 | 0 | 0 | 0 | 0
Methanation | 0 | 0 | 0 | 0 | 6375.8615 | 11274.1898 | 59001.5336 | 13274.9142
Coal PP (Hard Coal) | 50344.8161 | 0 | 0 | 0 | 0 | 0 | 0 | 0
Nuclear PP | 0 | 0 | 0 | 0 | 0 | 0 | 0 | 0
OCGT | 13635.0544 | 13358.7152 | 77300.8616 | 0 | 0 | 2279.0682 | 5505.5703 | 8511.9149
CCGT | 11687.1895 | 13358.7152 | 8588.9846 | 0 | 0 | 0 | 0 | 0
Steam Turbine (ST) | 0 | 0 | 0 | 1196.7155 | 5198.2069 | 959.6077 | 0 | 0
Power to Heat (PtH) | 0 | 0 | 0 | 3118.2986 | 16981.8435 | 1823.2546 | 880.8912 | 102994.1706
Internal Combustion Engine (ICE) | 3895.7298 | 0 | 0 | 0 | 0 | 0 | 0 | 0
Gas Storage | 0 | 2.619 | 11.9274 | 16.8119 | 202.1847 | 155.2108 | 1744.3624 | 779.5709
Power-to-Gas (PtG) | 0 | 0 | 0 | 0 | 4717.1788 | 13674.4092 | 77077.9838 | 17023.8299
Battery Storage large-scale | 0 | 0 | 27957.1449 | 180198.6807 | 153424.4249 | 108869.3345 | 170650.6562 | 227906.5221
Battery Storage prosumer | 0 | 3491.0939 | 45776.4008 | 84319.7212 | 95484.9445 | 149717.8142 | 110101.7244 | 129040.8532
Pumped Hydro Storage (PHS) | 0 | 0 | 32594.0955 | 0 | 0 | 0 | 0 | 0
Adiabatic Compressed Air Energy Storage (A-CAES) | 0 | 0 | 0 | 0 | 0 | 0 | 73.1817 | 1660.5249
Total | 175907.1849 | 538543.7551 | 940523.8192 | 1220153.9838 | 1198964.5652 | 1341686.2461 | 1660979.4608 | 1931881.3351
SAARC | Annual Construction & Installation Jobs Created 2010-15: Annual Construction & Installation Jobs Created
Technologies | 2010-15 | 2015-20 | 2020-25 | 2025-30 | 2030-35 | 2035-40 | 2040-45 | 2045-50
Wind onshore | 36464.789 | 2347.2168 | 61609.4489 | 145273.9905 | 0 | 4809.5732 | 18453.031 | 21089.2833
Wind offshore | 0 | 0 | 0 | 0 | 0 | 0 | 0 | 0
PV Utility-scale | 80802.6573 | 500265.8398 | 1003487.0097 | 845438.6639 | 680603.9606 | 557698.8769 | 647369.8025 | 661121.4917
PV rooftop | 0 | 166203.1872 | 638507.7652 | 1055731.3351 | 685134.4124 | 733770.8074 | 614497.3105 | 716541.6898
Biomass | 14503.0411 | 19041.1212 | 61398.1325 | 42102.127 | 16135.6707 | 14484.3999 | 0 | 5798.4926
Hydro Dam | 61327.1451 | 100298.8714 | 13622.3723 | 11349.5305 | 3151.968 | 17748.0926 | 13879.9877 | 15631.0794
Hydro RoR | 57494.1985 | 29499.6681 | 11351.9769 | 9457.9421 | 7879.9199 | 14790.0772 | 27759.9754 | 32564.7487
Geothermal | 0 | 0 | 18756.9138 | 0 | 0 | 0 | 0 | 0
CSP | 0 | 0 | 0 | 0 | 0 | 0 | 0 | 0
CHP Biogas | 0 | 314156.9615 | 6831.5588 | 5264.8584 | 0 | 0 | 71438.1958 | 0
Waste-to-energy | 0 | 21159.0121 | 0 | 0 | 0 | 0 | 0 | 0
Methanation | 0 | 0 | 0 | 0 | 0 | 2570.6331 | 32664.1767 | 17130.3029
Coal PP (Hard Coal) | 800567.8666 | 0 | 0 | 0 | 0 | 0 | 0 | 0
Nuclear PP | 24447.9835 | 0 | 0 | 0 | 0 | 0 | 0 | 0
OCGT | 8080.2657 | 42495.4678 | 49457.802 | 0 | 0 | 0 | 0 | 457.6667
CCGT | 35014.4848 | 6218.8489 | 3190.8259 | 0 | 553.7241 | 0 | 0 | 0
Steam Turbine (ST) | 0 | 0 | 0 | 612.1428 | 5857.8181 | 437.6011 | 0 | 0
Power to Heat (PtH) | 0 | 0 | 0 | 1595.0692 | 19491.0884 | 1662.8844 | 0 | 0
Internal Combustion Engine (ICE) | 4040.1329 | 0 | 0 | 0 | 0 | 0 | 0 | 0
Gas Storage | 0 | 20.6249 | 4.8872 | 55.1808 | 240.319 | 220.1573 | 974.7534 | 679.715
Power-to-Gas (PtG) | 0 | 0 | 0 | 0 | 0 | 2078.6054 | 40964.7204 | 23798.6704
Battery Storage large-scale | 0 | 0 | 43722.2924 | 380414.7905 | 236816.7237 | 204047.9019 | 194480.0103 | 208041.2171
Battery Storage prosumer | 0 | 0 | 140809.925 | 286123.5045 | 143875.8837 | 133947.9721 | 98045.2312 | 133214.2029
Pumped Hydro Storage (PHS) | 0 | 55066.0471 | 199794.7931 | 0 | 0 | 0 | 14805.3202 | 3473.5732
Adiabatic Compressed Air Energy Storage (A-CAES) | 0 | 0 | 0 | 0 | 0 | 0 | 32.4116 | 0
Total | 1122742.5644 | 1256772.8667 | 2252545.7036 | 2783419.1353 | 1799741.4887 | 1688267.5825 | 1775364.9267 | 1839542.1337
Northeast Asia | Annual Construction & Installation Jobs Created 2010-15: Annual Construction & Installation Jobs Created
Technologies | 2010-15 | 2015-20 | 2020-25 | 2025-30 | 2030-35 | 2035-40 | 2040-45 | 2045-50
Wind onshore | 96626.6593 | 226469.2693 | 606520.9282 | 146984.1822 | 2788.5425 | 2047.2708 | 667.5495 | 15176.4076
Wind offshore | 0 | 0 | 0 | 0 | 0 | 0 | 0 | 0
PV Utility-scale | 288636.6201 | 388905.0063 | 833784.3818 | 870310.8604 | 875792.3333 | 802948.0549 | 926189.3142 | 1218640.819
PV rooftop | 311727.5497 | 563355.3895 | 885622.6775 | 1892487.9947 | 1156666.0373 | 1028742.6333 | 637397.0982 | 823527.9145
Biomass | 18650.3662 | 0 | 67641.156 | 15472.3542 | 8017.6706 | 5137.928 | 2464.2846 | 4717.0207
Hydro Dam | 167586.8622 | 178588.2984 | 92414.6588 | 15571.3773 | 14617.724 | 48266.4968 | 73811.1908 | 167423.9112
Hydro RoR | 197161.0143 | 6976.1054 | 11848.0332 | 16683.6185 | 20882.4629 | 52463.5834 | 36905.5954 | 201332.5515
Geothermal | 0 | 2427.4333 | 3915.3099 | 1740.4213 | 0 | 0 | 0 | 0
CSP | 0 | 0 | 0 | 0 | 0 | 0 | 0 | 2087.0227
CHP Biogas | 6216.7887 | 153086.7367 | 3565.0414 | 9287.1037 | 0 | 2573.1427 | 78939.2263 | 18875.585
Waste-to-energy | 0 | 10007.4006 | 0 | 0 | 0 | 0 | 3150.191 | 0
Methanation | 0 | 0 | 0 | 4755.9249 | 1983.3981 | 14589.741 | 33086.0974 | 30967.4327
Coal PP (Hard Coal) | 939978.4575 | 0 | 0 | 0 | 0 | 0 | 0 | 0
Nuclear PP | 68118.2423 | 0 | 0 | 0 | 0 | 0 | 0 | 0
OCGT | 44450.0395 | 0 | 49121.3051 | 781.5749 | 0 | 0 | 370.4809 | 37230.7705
CCGT | 38100.0338 | 0 | 0 | 0 | 0 | 0 | 0 | 6329.231
Steam Turbine (ST) | 7504.5521 | 0 | 2760.6086 | 2879.4866 | 2263.8758 | 0 | 0 | 0
Power to Heat (PtH) | 0 | 1568.681 | 35467.2474 | 6565.2293 | 6163.1485 | 294.9304 | 0 | 0
Internal Combustion Engine (ICE) | 4618.1859 | 0 | 0 | 0 | 0 | 0 | 0 | 0
Gas Storage | 0 | 73.9056 | 13.5068 | 85.3477 | 278.6783 | 344.9927 | 1197.4948 | 1399.4894
Power-to-Gas (PtG) | 0 | 0 | 0 | 3126.2997 | 2934.8326 | 17695.8249 | 43716.7439 | 43187.6938
Battery Storage large-scale | 0 | 458.1604 | 1573.5469 | 161326.082 | 230955.524 | 210507.1509 | 280683.7245 | 322421.3368
Battery Storage prosumer | 0 | 61492.5819 | 98507.8131 | 473282.9425 | 275431.3644 | 217965.743 | 134583.0819 | 174770.8246
Pumped Hydro Storage (PHS) | 56957.6264 | 18602.9478 | 25275.8041 | 124571.0183 | 19490.2987 | 11192.2311 | 16871.1293 | 36734.3603
Adiabatic Compressed Air Energy Storage (A-CAES) | 0 | 244.3522 | 228.2508 | 1557.7836 | 26.4715 | 52.1541 | 24.6227 | 6019.6314
Total | 2246332.998 | 1612256.2685 | 2718260.2695 | 3747469.6019 | 2618292.3625 | 2414821.878 | 2270057.8252 | 3110842.0029
Southeast Asia | Annual Construction & Installation Jobs Created 2010-15: Annual Construction & Installation Jobs Created
Technologies | 2010-15 | 2015-20 | 2020-25 | 2025-30 | 2030-35 | 2035-40 | 2040-45 | 2045-50
Wind onshore | 4843.0173 | 9083.3327 | 32395.2615 | 26326.2299 | 0 | 0 | 4999.1539 | 8824.0553
Wind offshore | 0 | 0 | 0 | 0 | 0 | 0 | 0 | 0
PV Utility-scale | 13116.5052 | 152586.7437 | 431016.7536 | 445403.1405 | 443702.504 | 247178.7752 | 329606.1023 | 342055.3637
PV rooftop | 52466.0209 | 122510.1457 | 274176.4384 | 585826.7297 | 329062.5098 | 328210.0004 | 249712.363 | 303012.0378
Biomass | 7062.7336 | 10526.5605 | 34251.2823 | 10951.1843 | 0 | 0 | 7909.1002 | 24261.7155
Hydro Dam | 37331.5918 | 32616.7809 | 8549.2288 | 10496.4494 | 2416.3463 | 9339.5111 | 6768.4681 | 26161.0613
Hydro RoR | 46664.4897 | 8154.1952 | 28497.4293 | 13120.5618 | 0 | 11674.3888 | 11280.7801 | 27251.1055
Geothermal | 3430.4706 | 11349.4644 | 14125.9226 | 2053.0893 | 0 | 0 | 0 | 1377.5241
CSP | 0 | 0 | 0 | 0 | 0 | 0 | 0 | 0
CHP Biogas | 14125.4672 | 136835.9047 | 8574.8001 | 3651.8462 | 3090.0565 | 11451.7029 | 63338.6922 | 4854.2725
Waste-to-energy | 0 | 11697.4005 | 0 | 0 | 0 | 0 | 0 | 0
Methanation | 0 | 0 | 0 | 0 | 0 | 4058.2033 | 19468.0833 | 12742.3319
Coal PP (Hard Coal) | 107353.5505 | 0 | 0 | 0 | 0 | 0 | 0 | 0
Nuclear PP | 0 | 0 | 0 | 0 | 0 | 0 | 0 | 0
OCGT | 5902.4274 | 3437.985 | 21026.4816 | 0 | 0 | 0 | 1189.0552 | 4595.8621
CCGT | 9181.5537 | 1718.9925 | 9011.3493 | 0 | 0 | 0 | 396.3517 | 4595.8621
Steam Turbine (ST) | 0 | 0 | 0 | 424.5985 | 5987.5892 | 0 | 0 | 0
Power to Heat (PtH) | 0 | 0 | 0 | 2765.9563 | 17998.5143 | 0 | 0 | 37379.6785
Internal Combustion Engine (ICE) | 2623.301 | 0 | 0 | 0 | 0 | 0 | 0 | 0
Gas Storage | 0 | 8.4814 | 13.0783 | 71.579 | 181.5275 | 284.7929 | 581.3473 | 445.1026
Power-to-Gas (PtG) | 0 | 0 | 0 | 0 | 0 | 5742.5372 | 24573.8075 | 16085.5174
Battery Storage large-scale | 0 | 0 | 29331.9419 | 141769.0885 | 142032.1798 | 72759.2084 | 84755.8549 | 100039.5448
Battery Storage prosumer | 0 | 14375.4284 | 54431.124 | 160540.0481 | 64991.1178 | 55431.4694 | 40896.5298 | 55374.4067
Pumped Hydro Storage (PHS) | 9955.0911 | 0 | 11398.9717 | 3498.8165 | 0 | 0 | 6016.4161 | 0
Adiabatic Compressed Air Energy Storage (A-CAES) | 0 | 0 | 0 | 0 | 0 | 0 | 0 | 5140.3455
Total | 314056.22 | 514901.4155 | 956800.0635 | 1406899.3181 | 1009462.3451 | 746130.5895 | 851492.1058 | 974195.7872
North America | Annual Construction & Installation Jobs Created 2010-15: Annual Construction & Installation Jobs Created
Technologies | 2010-15 | 2015-20 | 2020-25 | 2025-30 | 2030-35 | 2035-40 | 2040-45 | 2045-50
Wind onshore | 21120 | 25907.2 | 259962.88 | 96768 | 39526.4 | 6737.92 | 1405.44 | 460.8
Wind offshore | 0 | 0 | 0 | 0 | 0 | 0 | 0 | 0
PV Utility-scale | 39000 | 173092.1739 | 240084 | 212410.9565 | 150142.087 | 120866.087 | 108108 | 120701.0435
PV rooftop | 57200 | 187614.5224 | 643503.1534 | 743414.4368 | 412788.1465 | 339159.6236 | 209484.0353 | 202808.9782
Biomass | 8400 | 0 | 6670.5882 | 2058.8235 | 1894.1176 | 0 | 0 | 0
Hydro Dam | 20720 | 20720 | 41440 | 19240 | 8880 | 56240 | 20720 | 17760
Hydro RoR | 14800 | 18500 | 14800 | 11100 | 7400 | 96200 | 29600 | 44400
Geothermal | 0 | 19312 | 2445.4095 | 0 | 0 | 0 | 0 | 0
CSP | 1600 | 1249.5071 | 0 | 0 | 0 | 0 | 0 | 0
CHP Biogas | 16800 | 105075.1491 | 2226.6402 | 4119.2843 | 3785.2883 | 18147.1173 | 72710.9344 | 6590.8549
Waste-to-energy | 2800 | 2653.8721 | 2564.3098 | 2470.0337 | 0 | 0 | 0 | 0
Methanation | 0 | 4791.8699 | 0 | 0 | 33736.5854 | 27009.7561 | 15092.6829 | 1081.3008
Coal PP (Hard Coal) | 132160 | 0 | 0 | 0 | 0 | 0 | 0 | 0
Nuclear PP | 7080 | 0 | 0 | 0 | 0 | 0 | 0 | 0
OCGT | 12220 | 0 | 95420 | 0 | 0 | 0 | 0 | 1560
CCGT | 23660 | 0 | 0 | 0 | 0 | 0 | 2080 | 2860
Steam Turbine (ST) | 0 | 253.1579 | 0 | 718.4211 | 458.4211 | 0 | 0 | 0
Power to Heat (PtH) | 0 | 13312 | 0 | 1872 | 1248 | 0 | 0 | 208
Internal Combustion Engine (ICE) | 780 | 0 | 0 | 0 | 0 | 0 | 0 | 0
Gas Storage | 0 | 24.7219 | 52.8972 | 48.5135 | 552.5975 | 993.87 | 801.2306 | 357.626
Power-to-Gas (PtG) | 0 | 1040 | 0 | 520 | 35880 | 31200 | 18720 | 1040
Battery Storage large-scale | 0 | 2916 | 0 | 44139.6 | 45975.6 | 45705.6 | 48297.6 | 40572
Battery Storage prosumer | 0 | 3261.4552 | 160631.8044 | 195348.2476 | 82292.7689 | 54005.5372 | 30146.2855 | 85695.1692
Pumped Hydro Storage (PHS) | 9866.6667 | 3946.6667 | 3946.6667 | 1973.3333 | 3946.6667 | 0 | 3946.6667 | 5920
Adiabatic Compressed Air Energy Storage (A-CAES) | 0 | 2095.2 | 20.3657 | 38.3863 | 0 | 0 | 0 | 48.6926
Total | 368206.6667 | 585765.4961 | 1473768.715 | 1336240.0365 | 828506.6788 | 796265.5112 | 561112.8753 | 532064.4651
South America | Annual Construction & Installation Jobs Created 2010-15: Annual Construction & Installation Jobs Created
Technologies | 2010-15 | 2015-20 | 2020-25 | 2025-30 | 2030-35 | 2035-40 | 2040-45 | 2045-50
Wind onshore | 14073.5779 | 50741.1325 | 3758.8529 | 2145.7251 | 1879.3916 | 2653.4693 | 2495.8144 | 24512.0212
Wind offshore | 0 | 0 | 0 | 0 | 0 | 0 | 0 | 0
PV Utility-scale | 16335.4029 | 302993.398 | 136559.3044 | 81295.5778 | 47858.6768 | 76784.3074 | 109703.3178 | 109341.0141
PV rooftop | 0 | 102921.8903 | 360342.8589 | 360206.5563 | 232208.5353 | 228116.0065 | 137055.1465 | 131746.7681
Biomass | 26387.9585 | 0 | 10266.7059 | 0 | 0 | 0 | 0 | 0
Hydro Dam | 83687.5255 | 103628.0772 | 85420.0794 | 15506.2168 | 33777.9258 | 51678.5492 | 36795.0781 | 30475.2952
Hydro RoR | 58116.3371 | 49821.191 | 59794.0556 | 46518.6503 | 7037.0679 | 33999.0455 | 26282.1987 | 44443.1388
Geothermal | 0 | 0 | 0 | 0 | 0 | 0 | 0 | 0
CSP | 0 | 0 | 0 | 0 | 0 | 0 | 0 | 0
CHP Biogas | 0 | 295833.6329 | 0 | 0 | 3599.6392 | 3335.0523 | 122973.1803 | 2827.3965
Waste-to-energy | 0 | 7146.9766 | 0 | 0 | 0 | 0 | 0 | 0
Methanation | 0 | 0 | 0 | 0 | 0 | 0 | 0 | 1855.4595
Coal PP (Hard Coal) | 28147.1557 | 0 | 0 | 0 | 0 | 0 | 0 | 0
Nuclear PP | 0 | 0 | 0 | 0 | 0 | 0 | 0 | 0
OCGT | 7350.9313 | 14003.7942 | 0 | 0 | 0 | 0 | 0 | 0
CCGT | 6534.1611 | 2100.5691 | 0 | 0 | 0 | 477.8244 | 0 | 446.1473
Steam Turbine (ST) | 0 | 0 | 0 | 0 | 0 | 0 | 0 | 0
Power to Heat (PtH) | 0 | 0 | 2881.1962 | 0 | 395.5973 | 9174.2289 | 0 | 0
Internal Combustion Engine (ICE) | 4900.6209 | 0 | 0 | 0 | 0 | 0 | 0 | 0
Gas Storage | 0 | 20.4192 | 41.1581 | 35.8883 | 14.9054 | 24.0048 | 32.9263 | 71.0232
Power-to-Gas (PtG) | 0 | 0 | 0 | 0 | 0 | 0 | 0 | 1784.5894
Battery Storage large-scale | 0 | 0 | 1134.471 | 24512.8142 | 8134.0897 | 18716.7502 | 31664.3667 | 33404.4241
Battery Storage prosumer | 0 | 16102.5713 | 100580.5369 | 85154.5667 | 45498.0986 | 40955.8337 | 25539.3965 | 48167.4797
Pumped Hydro Storage (PHS) | 0 | 0 | 0 | 4134.9911 | 0 | 0 | 0 | 0
Adiabatic Compressed Air Energy Storage (A-CAES) | 0 | 58.1696 | 282.1039 | 0 | 0 | 33.7985 | 0 | 27.8514
Total | 245533.6709 | 945371.8217 | 761061.3232 | 619510.9867 | 380403.9277 | 465948.8708 | 492541.4253 | 429102.6085

## O&M Jobs
Global | Operation & Maintenance Jobs Created
Technologies | 2015 | 2020 | 2025 | 2030 | 2035 | 2040 | 2045 | 2050 |  | Contents
Wind onshore | 194184.8499 | 342610.6221 | 946010.5322 | 1171367.3297 | 1095355.6531 | 1076289.6252 | 997913.3961 | 943225.6075
Wind offshore | 1678.4419 | 1406.579 | 1309.141 | 1090.9275 | 739.6835 | 0 | 0 | 0
PV Utility-scale | 164508.7249 | 775770.5197 | 1643855.5852 | 2412447.9144 | 2981729.6825 | 3413902.2192 | 3929466.858 | 4575351.5362
PV rooftop | 200798.2563 | 688953.375 | 2039362.2349 | 4248785.5973 | 5346091.2453 | 6611727.9301 | 7367315.7464 | 8163060.6895
Biomass | 199906.8809 | 171606.855 | 261970.3092 | 263015.6896 | 223581.27 | 200920.5047 | 181610.1153 | 201013.8376
Hydro Dam | 308658.954 | 323628.5789 | 311568.0143 | 299264.1887 | 286933.851 | 287344.4265 | 285311.9953 | 284890.5572
Hydro RoR | 346123.0257 | 304107.6956 | 274985.3898 | 258977.922 | 244068.4615 | 241182.1509 | 238471.7054 | 235929.3203
Geothermal | 9019.7508 | 22822.8346 | 45096.0095 | 41529.0081 | 40355.5137 | 39623.4921 | 37916.1285 | 38927.3319
CSP | 2458.8314 | 1936.7063 | 2373.0908 | 2062.6781 | 1901.3964 | 1762.0794 | 2886.0501 | 14169.3431
CHP Biogas | 111106.1503 | 1324427.1093 | 1147986.5081 | 1066628.2241 | 968442.1704 | 951920.4546 | 886687.195 | 876352.7199
Waste-to-energy | 45119.3729 | 109860.8582 | 110526.9518 | 101948.0922 | 88446.1753 | 85161.9229 | 83764.0905 | 83333.3585
Methanation | 0 | 3837.5635 | 2832.4873 | 6346.5118 | 53001.3489 | 121491.452 | 261536.7787 | 310884.0696
Coal PP | 591475.5302 | 467647.1018 | 356816.5104 | 300638.9708 | 250179.0657 | 227050.0879 | 197619.8956 | 155929.4264
Nuclear PP | 323216.6217 | 269731.9446 | 214350.4577 | 121496.4229 | 67471.5982 | 41448.6474 | 30734.916 | 15355.1803
OCGT | 236084.9775 | 228143.819 | 424465.1043 | 391621.9138 | 355988.9033 | 337485.4064 | 311718.1562 | 314726.6647
CCGT | 220539.6409 | 228338.2302 | 212291.1439 | 196543.1918 | 177651.4655 | 157112.2876 | 124417.1911 | 106354.6571
Steam Turbine | 4040.9127 | 136.3158 | 1765.2339 | 5301.6095 | 17581.3963 | 16914.5576 | 11470.4038 | 9865.2361
Power to Heat | 0 | 8253.4839 | 28324.9572 | 36949.2515 | 63511.5964 | 70535.2269 | 77695.0389 | 187585.8594
ICE | 167302.7645 | 100020.4366 | 39077.7846 | 28442.5165 | 8753.1897 | 0 | 0 | 0
Gas Storage | 0 | 76.4212 | 217.7369 | 557.451 | 1241.9628 | 2393.6908 | 4702.884 | 6222.8521
Power-to-Gas | 0 | 560 | 280 | 2803.3921 | 36795.9348 | 93082.1411 | 226106.1892 | 284621.5997
Battery Storage large-scale | 247.5683 | 437.2987 | 9546.537 | 97428.645 | 153846.4945 | 188996.5174 | 229707.2138 | 277921.3893
Battery Storage prosumer | 0 | 17173.4256 | 73318.6959 | 173095.0154 | 197753.7112 | 224846.0904 | 232447.1385 | 244168.6294
Pumped Hydro Storage | 65644.2794 | 66645.695 | 103182.0408 | 110828.8334 | 103419.355 | 102207.2273 | 101105.598 | 100108.4393
A-CAES | 0 | 452.6229 | 639.2506 | 860.5004 | 850.6569 | 938.1765 | 1268.7333 | 4229.1393
Transmission | 3192115.5341 | 5458586.0924 | 8252151.7073 | 11340031.7978 | 12765691.782 | 14494336.3148 | 15821873.4177 | 17434227.4444
Total | 6384231.0683 | 10917172.1847 | 16504303.4145 | 22680063.5956 | 25531383.564 | 28988672.6295 | 31643746.8355 | 34868454.8888
Europe | Operation & Maintenance Jobs Created
Technologies | 2015 | 2020 | 2025 | 2030 | 2035 | 2040 | 2045 | 2050 | Estimated for cummulative capacities for every 5-year interval
Wind onshore | 39967.8979 | 56671.9373 | 98558.4312 | 130708.3422 | 143069.1179 | 147631.5726 | 143502.5356 | 147748.6474
Wind offshore | 1678.4419 | 1406.579 | 1309.141 | 1090.9275 | 739.6835 | 0 | 0 | 0
PV Utility-scale | 35981.5983 | 68323.6077 | 82499.7913 | 103204.6039 | 133711.2992 | 160950.6177 | 173027.0049 | 170264.0261
PV rooftop | 79306.38 | 175295.1556 | 429705.5662 | 652362.5951 | 801670.0123 | 927458.409 | 993378.3786 | 1041657.471
Biomass | 31470.7857 | 26133.017 | 36745.0655 | 38794.0277 | 37942.5856 | 37984.0019 | 39027.1131 | 44188.3647
Hydro Dam | 26435.46 | 27736.095 | 31508.7316 | 33357.8582 | 36457.8758 | 37237.5762 | 37791.697 | 38354.0636
Hydro RoR | 35142.3774 | 36013.9218 | 36907.0808 | 38009.8044 | 39145.4756 | 39727.9873 | 40319.1672 | 40919.1442
Geothermal | 839.221 | 1290.0509 | 2203.4078 | 2269.2421 | 2804.452 | 2846.1842 | 2888.5374 | 2931.5208
CSP | 1258.8314 | 1003.3729 | 891.8555 | 810.4436 | 779.0144 | 734.1348 | 0 | 0
CHP Biogas | 66088.65 | 362225.1208 | 361095.7868 | 383468.0376 | 371799.1751 | 386571.282 | 372545.8714 | 374315.8252
Waste-to-energy | 18882.4714 | 38974.3606 | 43133.3771 | 42788.9657 | 42301.3693 | 41565.2495 | 42762.7531 | 42011.0617
Methanation | 0 | 0 | 0 | 0 | 1321.2599 | 8533.1346 | 16907.8408 | 16964.1304
Coal PP (Hard Coal) | 34366.098 | 24983.9863 | 17120.4787 | 11436.9799 | 8343.2446 | 5976.9867 | 4043.9523 | 3420.1076
Nuclear PP | 86859.3686 | 83140.597 | 67265.1439 | 33391.4766 | 13044.164 | 6623.5273 | 4136.6708 | 986.2215
OCGT | 14098.912 | 14147.5585 | 20051.011 | 23032.8068 | 23066.6176 | 22081.6455 | 19882.7654 | 22230.6993
CCGT | 25994.869 | 25887.022 | 25912.0758 | 27480.5213 | 27156.4434 | 22745.7551 | 18703.2793 | 16245.511
Steam Turbine (ST) | 0 | 0 | 146.1207 | 146.3064 | 1009.5412 | 1118.5004 | 954.4526 | 810.0255
Power to Heat (PtH) | 0 | 240.8095 | 925.4313 | 953.0817 | 3140.9862 | 3984.6578 | 4178.7507 | 4240.9334
Internal Combustion Engine (ICE) | 12116.2525 | 7450.0441 | 1619.5047 | 714.8112 | 245.3895 | 0 | 0 | 0
Gas Storage | 0 | 24.4856 | 116.8956 | 329.0182 | 475.3422 | 711.1558 | 1005.9419 | 1127.612
Power-to-Gas (PtG) | 0 | 0 | 0 | 0 | 1308.7443 | 6641.0964 | 14827.8251 | 15732.4949
Battery Storage large-scale | 0 | 0 | 76.5072 | 1843.7592 | 5238.8721 | 8441.3738 | 10187.6105 | 10910.4994
Battery Storage prosumer | 0 | 6680.5723 | 16893.9342 | 21719.1711 | 23462.942 | 24101.4075 | 23736.2418 | 23180.3231
Pumped Hydro Storage (PHS) | 13427.5352 | 14047.2212 | 25853.3183 | 26625.7734 | 27421.3083 | 27829.3563 | 28243.4763 | 28663.7588
Adiabatic Compressed Air Energy Storage (A-CAES) | 0 | 8.6003 | 53.5524 | 51.3046 | 60.9663 | 100.5445 | 448.3512 | 715.0362
Total | 523915.1502 | 971684.1154 | 1300592.2086 | 1574589.8583 | 1745715.8824 | 1921596.157 | 1992500.2168 | 2047617.4777
Eurasia | Operation & Maintenance Jobs Created
Technologies | 2015 | 2020 | 2025 | 2030 | 2035 | 2040 | 2045 | 2050
Wind onshore | 0 | 8958.5783 | 76349.3676 | 84902.8527 | 86992.8259 | 91511.9337 | 90620.0045 | 95258.0362
Wind offshore | 0 | 0 | 0 | 0 | 0 | 0 | 0 | 0
PV Utility-scale | 0 | 5771.4631 | 21747.4142 | 51750.8495 | 59414.2076 | 66297.9685 | 68002.2005 | 72847.5662
PV rooftop | 0 | 0 | 7547.7292 | 21546.5267 | 40625.8519 | 68964.1973 | 105520.6628 | 148855.6605
Biomass | 0 | 2307.1076 | 4172.1979 | 5627.5753 | 5028.0321 | 6412.5627 | 6121.0826 | 5829.6025
Hydro Dam | 19681.6759 | 19475.1702 | 21716.0326 | 21769.9622 | 22463.4015 | 22793.7457 | 22793.7457 | 23454.4339
Hydro RoR | 18567.6188 | 18032.565 | 17512.9295 | 17007.783 | 16517.207 | 16517.207 | 16517.207 | 16517.207
Geothermal | 0 | 5049.1182 | 7005.1718 | 6803.1132 | 7928.2594 | 7928.2594 | 7928.2594 | 7928.2594
CSP | 0 | 0 | 0 | 0 | 0 | 0 | 0 | 0
CHP Biogas | 0 | 24303.5913 | 21956.5087 | 19723.9513 | 20116.479 | 19228.9873 | 18341.4955 | 17454.0038
Waste-to-energy | 0 | 3845.5811 | 3608.7249 | 3375.7872 | 3147.0285 | 3046.9242 | 2934.3069 | 2840.4591
Methanation | 0 | 0 | 0 | 0 | 0 | 5093.5042 | 12375.3287 | 17204.7253
Coal PP (Hard Coal) | 17416.4264 | 11360.5159 | 5148.8013 | 2857.3075 | 1618.6863 | 1387.4454 | 1156.2045 | 924.9636
Nuclear PP | 26737.371 | 22019.7654 | 17311.8552 | 8629.8751 | 4190.4766 | 2838.5126 | 2838.5126 | 1333.6115
OCGT | 32753.2795 | 21206.2964 | 43887.4014 | 39764.1966 | 37923.5073 | 37461.0255 | 36304.821 | 34454.8938
CCGT | 7798.3999 | 9845.7805 | 8581.3355 | 7857.5957 | 7630.9496 | 7630.9496 | 7399.7087 | 6474.7451
Steam Turbine (ST) | 0 | 0 | 0 | 0 | 0 | 0 | 0 | 0
Power to Heat (PtH) | 0 | 0 | 0 | 0 | 0 | 184.9927 | 184.9927 | 184.9927
Internal Combustion Engine (ICE) | 3509.2799 | 1893.4193 | 367.7715 | 357.1634 | 0 | 0 | 0 | 0
Gas Storage | 0 | 1.5549 | 10.2138 | 33.9117 | 45.7168 | 114.2429 | 230.6398 | 346.1596
Power-to-Gas (PtG) | 0 | 0 | 0 | 0 | 924.9636 | 4162.3362 | 10174.5995 | 15261.8993
Battery Storage large-scale | 247.5683 | 90.1628 | 48.647 | 478.3439 | 1280.0835 | 1972.8886 | 2183.9418 | 2641.0326
Battery Storage prosumer | 0 | 0 | 0 | 0 | 108.3829 | 429.2023 | 1383.7085 | 2637.4803
Pumped Hydro Storage (PHS) | 1980.546 | 1923.4736 | 1868.0458 | 1814.1635 | 1761.8354 | 1761.8354 | 1761.8354 | 1761.8354
Adiabatic Compressed Air Energy Storage (A-CAES) | 0 | 0 | 6.5483 | 5.9158 | 5.7451 | 5.6015 | 10.3412 | 312.5343
Total | 128692.1658 | 156084.1436 | 258846.6963 | 294306.8745 | 317723.6401 | 365744.3226 | 414783.5994 | 474524.1022
MENA | Operation & Maintenance Jobs Created
Technologies | 2015 | 2020 | 2025 | 2030 | 2035 | 2040 | 2045 | 2050
Wind onshore | 1354.8855 | 1602.8673 | 46420.1575 | 86760.3825 | 74810.2227 | 71986.7535 | 65898.6433 | 63143.9724
Wind offshore | 0 | 0 | 0 | 0 | 0 | 0 | 0 | 0
PV Utility-scale | 1580.6998 | 61957.7503 | 136760.9442 | 183815.5502 | 244727.0154 | 254853.0329 | 242035.4848 | 254787.1296
PV rooftop | 0 | 9352.716 | 32184.9705 | 76328.8169 | 116491.5519 | 186687.929 | 275583.872 | 320214.5425
Biomass | 0 | 7430.1711 | 9883.9195 | 11629.1873 | 11098.0077 | 11539.7758 | 10643.8554 | 9795.2303
Hydro Dam | 6322.7991 | 5807.4901 | 5310.4713 | 4820.0212 | 4374.8668 | 4227.3657 | 4084.8376 | 3947.115
Hydro RoR | 5645.3563 | 4839.575 | 4148.8057 | 3765.6416 | 3417.8647 | 3302.6294 | 3191.2794 | 3083.6836
Geothermal | 0 | 0 | 3319.0446 | 3012.5133 | 2734.2918 | 2642.1036 | 2553.0235 | 2960.3363
CSP | 0 | 0 | 671.7114 | 537.9488 | 455.7153 | 408.897 | 2595.5739 | 13391.9974
CHP Biogas | 0 | 33544.756 | 26750.5086 | 24954.4011 | 20813.2657 | 19224.261 | 17718.7454 | 17922.185
Waste-to-energy | 0 | 4128.3042 | 3419.6217 | 2989.6912 | 2604.8272 | 2436.9402 | 2267.7425 | 2121.2005
Methanation | 0 | 0 | 0 | 0 | 12366.7714 | 23084.8769 | 29887.8706 | 31049.7198
Coal PP (Hard Coal) | 2212.9797 | 1897.1134 | 1626.3318 | 1054.3796 | 957.0021 | 554.8417 | 357.4233 | 172.6863
Nuclear PP | 1354.8855 | 1125.6493 | 964.9815 | 764.2858 | 693.6999 | 567.563 | 548.4273 | 497.9578
OCGT | 44575.7335 | 35774.1387 | 70629.2687 | 63262.7789 | 55888.9237 | 51600.2825 | 46286.3166 | 39199.786
CCGT | 30665.5755 | 44175.641 | 39728.9636 | 35427.1562 | 31389.6694 | 29406.6126 | 26091.9005 | 18995.491
Steam Turbine (ST) | 0 | 0 | 0 | 388.4557 | 1687.3458 | 1401.7055 | 1156.9228 | 1635.9753
Power to Heat (PtH) | 0 | 0 | 836.3992 | 2024.4089 | 5359.2119 | 5918.312 | 13725.0545 | 49319.2021
Internal Combustion Engine (ICE) | 36988.3746 | 21952.3124 | 9409.4914 | 6958.9057 | 2583.9057 | 0 | 0 | 0
Gas Storage | 0 | 0.12334 | 1.3323 | 6.251 | 55.8603 | 241.0078 | 382.288 | 485.0448
Power-to-Gas (PtG) | 0 | 0 | 0 | 0 | 8421.6186 | 17754.9359 | 25377.0539 | 28665.9228
Battery Storage large-scale | 0 | 0 | 437.9295 | 8598.215 | 15722.1776 | 17091.1074 | 16132.3606 | 16966.6842
Battery Storage prosumer | 0 | 325.1274 | 1263.0306 | 3399.4013 | 4642.4741 | 6992.0197 | 10782.9341 | 12019.7316
Pumped Hydro Storage (PHS) | 602.1713 | 516.2213 | 885.0786 | 803.3369 | 729.1445 | 704.5609 | 680.8063 | 657.8525
Adiabatic Compressed Air Energy Storage (A-CAES) | 0 | 0 | 74.462 | 62.8698 | 57.0635 | 89.6018 | 107.893 | 193.2799
Total | 131303.4607 | 234429.9569 | 394727.4244 | 521364.5988 | 622082.4977 | 712717.1157 | 798090.3094 | 891226.7265
Sub-Saharan Africa | Operation & Maintenance Jobs Created
Technologies | 2015 | 2020 | 2025 | 2030 | 2035 | 2040 | 2045 | 2050
Wind onshore | 2247.5364 | 8862.9937 | 69372.5681 | 85153.5389 | 75493.0032 | 74946.281 | 70437.4191 | 68946.5109
Wind offshore | 0 | 0 | 0 | 0 | 0 | 0 | 0 | 0
PV Utility-scale | 5244.2517 | 91031.863 | 163673.8143 | 291170.6124 | 389261.6333 | 465091.0372 | 606959.1344 | 766649.5186
PV rooftop | 0 | 15514.6466 | 88982.7875 | 233754.8126 | 390465.717 | 626408.5961 | 817892.7385 | 1026589.2569
Biomass | 0 | 0 | 13116.662 | 11023.3972 | 9204.902 | 8507.8338 | 7847.306 | 18054.1182
Hydro Dam | 20977.0067 | 25689.8369 | 26427.645 | 27984.7311 | 27214.4928 | 28926.6348 | 28798.3676 | 27827.4142
Hydro RoR | 18729.4703 | 16056.1481 | 16517.2781 | 14991.8202 | 13607.2464 | 13148.4703 | 12705.1622 | 12276.8004
Geothermal | 0 | 0 | 4404.6075 | 3997.8187 | 3628.599 | 3506.2588 | 3388.0432 | 3273.8134
CSP | 0 | 0 | 0 | 0 | 0 | 0 | 0 | 0
CHP Biogas | 0 | 49462.5219 | 39444.2463 | 41395.3245 | 41431.019 | 38267.9361 | 35271.0472 | 32432.7413
Waste-to-energy | 0 | 0 | 0 | 0 | 0 | 0 | 0 | 0
Methanation | 0 | 0 | 0 | 0 | 5128.6195 | 13515.5596 | 59494.9853 | 63939.072
Coal PP (Hard Coal) | 45100.5644 | 35066.6274 | 23894.9957 | 18190.0752 | 8890.0677 | 6135.9528 | 2964.5378 | 2864.5868
Nuclear PP | 8990.1457 | 7469.0822 | 6402.9942 | 0 | 0 | 0 | 0 | 0
OCGT | 16781.6054 | 20680.3187 | 58581.2797 | 52471.3708 | 46990.3577 | 46633.2415 | 47432.6054 | 48697.9748
CCGT | 8390.8027 | 14386.3087 | 16186.9326 | 14691.9838 | 13335.1015 | 12885.5009 | 12451.0589 | 10885.4297
Steam Turbine (ST) | 0 | 0 | 0 | 644.3853 | 3358.8414 | 3616.9827 | 2878.7223 | 1809.2127
Power to Heat (PtH) | 0 | 0 | 0 | 1679.0839 | 10160.0773 | 10799.277 | 10909.4992 | 66000.0788
Internal Combustion Engine (ICE) | 15732.755 | 12138.448 | 9249.6757 | 7345.9919 | 1905.0145 | 0 | 0 | 0
Gas Storage | 0 | 0.87299 | 4.7008 | 9.8918 | 76.3539 | 125.5166 | 702.7388 | 938.9026
Power-to-Gas (PtG) | 0 | 0 | 0 | 0 | 2540.0193 | 11044.7151 | 52175.866 | 58437.5698
Battery Storage large-scale | 0 | 0 | 2370.5353 | 17178.1273 | 25664.7787 | 29766.6759 | 38797.8008 | 51259.9043
Battery Storage prosumer | 0 | 359.5559 | 3879.9332 | 9842.7197 | 15327.8238 | 24935.5612 | 29713.361 | 34892.8915
Pumped Hydro Storage (PHS) | 3995.6203 | 3425.3116 | 4404.6075 | 3997.8187 | 3628.599 | 3506.2588 | 3388.0432 | 3273.8134
Adiabatic Compressed Air Energy Storage (A-CAES) | 0 | 0 | 0 | 0 | 0 | 14.8635 | 26.5151 | 326.6696
Total | 146189.7587 | 300144.5357 | 546915.2635 | 835523.5041 | 1087312.267 | 1421783.1537 | 1844234.9521 | 2299376.2799
SAARC | Operation & Maintenance Jobs Created
Technologies | 2015 | 2020 | 2025 | 2030 | 2035 | 2040 | 2045 | 2050
Wind onshore | 37293.5342 | 27506.4472 | 47162.8618 | 105519.9593 | 82061.9118 | 75645.2487 | 71305.6233 | 76043.0888
Wind offshore | 0 | 0 | 0 | 0 | 0 | 0 | 0 | 0
PV Utility-scale | 21754.5616 | 169511.3327 | 432948.1886 | 593274.9427 | 662326.9033 | 737556.0323 | 828993.7034 | 923422.5172
PV rooftop | 0 | 57779.954 | 290904.1833 | 680054.6056 | 821282.2511 | 1039914.0745 | 1178997.1953 | 1346047.5784
Biomass | 46616.9177 | 40802.4026 | 62129.0626 | 67664.1326 | 58347.7376 | 54316.4996 | 46919.4338 | 41935.5269
Hydro Dam | 34185.7396 | 37472.5513 | 29453.7778 | 25050.7655 | 20871.1392 | 19586.859 | 18381.6053 | 17602.5669
Hydro RoR | 54386.404 | 41857.6371 | 32215.0695 | 26840.1059 | 22361.9349 | 20985.9203 | 19694.5771 | 18482.6952
Geothermal | 0 | 0 | 6136.2037 | 5112.4011 | 4259.4162 | 3997.3182 | 3751.348 | 3520.5134
CSP | 0 | 0 | 0 | 0 | 0 | 0 | 0 | 0
CHP Biogas | 0 | 260963.179 | 192328.7733 | 148221.4805 | 116720.7176 | 104705.871 | 88520.6153 | 81379.0311
Waste-to-energy | 0 | 17002.7776 | 18966.4479 | 15221.0125 | 12173.2178 | 11060.761 | 9996.4899 | 9081.3243
Methanation | 0 | 0 | 0 | 0 | 0 | 2054.4592 | 26349.8875 | 36670.5251
Coal PP (Hard Coal) | 118199.7846 | 89296.2925 | 65289.2076 | 50817.2672 | 37866.2097 | 32178.4111 | 27835.0023 | 23657.8499
Nuclear PP | 18646.7671 | 16226.2939 | 10704.2665 | 7782.2106 | 6483.7779 | 4293.4158 | 3223.3805 | 2131.8664
OCGT | 11602.4328 | 31811.8042 | 50685.0427 | 41870.5653 | 33990.141 | 31618.7866 | 29410.5685 | 27354.3889
CCGT | 33356.9944 | 29579.3969 | 24053.9186 | 18967.0082 | 15206.1157 | 12871.3645 | 11291.5576 | 9118.1296
Steam Turbine (ST) | 0 | 0 | 0 | 329.6153 | 3417.0606 | 3298.8394 | 2762.4236 | 2334.6562
Power to Heat (PtH) | 0 | 0 | 0 | 858.8834 | 10972.256 | 11192.4908 | 10503.7745 | 9857.4374
Internal Combustion Engine (ICE) | 16315.9212 | 10045.8329 | 3221.507 | 2147.2085 | 447.2387 | 0 | 0 | 0
Gas Storage | 0 | 6.875 | 6.9072 | 24.1484 | 100.2257 | 167.4442 | 482.0585 | 678.9673
Power-to-Gas (PtG) | 0 | 0 | 0 | 0 | 0 | 1119.2491 | 23108.3038 | 34008.1592
Battery Storage large-scale | 0 | 0 | 3707.2897 | 35174.3849 | 43747.7535 | 51326.6755 | 57295.9796 | 63845.9769
Battery Storage prosumer | 0 | 0 | 11934.8199 | 31939.1235 | 33609.2974 | 37584.8878 | 38257.3414 | 40125.8494
Pumped Hydro Storage (PHS) | 5524.968 | 11693.5621 | 35999.0618 | 29992.7533 | 24988.5748 | 23450.9332 | 22007.9084 | 20653.6784
Adiabatic Compressed Air Energy Storage (A-CAES) | 0 | 0 | 0 | 0 | 7.4077 | 6.7781 | 5.8717 | 5.2042
Total | 397884.0253 | 841556.339 | 1317846.5896 | 1886862.5743 | 2011241.2883 | 2278932.3198 | 2519094.6493 | 2787957.531
Northeast Asia | Operation & Maintenance Jobs Created
Technologies | 2015 | 2020 | 2025 | 2030 | 2035 | 2040 | 2045 | 2050
Wind onshore | 78597.9719 | 167562.281 | 410736.0865 | 436118.8062 | 389582.0982 | 377924.9681 | 339178.0957 | 284866.945
Wind offshore | 0 | 0 | 0 | 0 | 0 | 0 | 0 | 0
PV Utility-scale | 80818.2536 | 168103.3243 | 388003.1888 | 603783.1342 | 792088.3562 | 974298.1673 | 1175201.9224 | 1461833.3451
PV rooftop | 87035.0424 | 259613.1564 | 545128.8229 | 1288950.2552 | 1616238.439 | 1953697.1388 | 2092686.1182 | 2283411.4509
Biomass | 26643.3803 | 21710.2167 | 53400.9127 | 54705.8238 | 48678.7141 | 44039.3832 | 39604.5737 | 41695.0937
Hydro Dam | 91031.5494 | 100682.1699 | 96705.5681 | 90782.9332 | 85223.0241 | 85643.2551 | 86065.5583 | 87349.1155
Hydro RoR | 97692.3945 | 82959.0913 | 70447.7649 | 66884.7769 | 62788.4863 | 63098.0936 | 63409.2276 | 63721.8957
Geothermal | 888.1127 | 754.1736 | 1921.3027 | 2404.8459 | 2257.5636 | 2268.6955 | 2279.8823 | 2863.9054
CSP | 0 | 0 | 0 | 0 | 0 | 0 | 0 | 777.3458
CHP Biogas | 9991.2676 | 127055.7318 | 106101.7897 | 97113.6003 | 85922.1949 | 82536.4967 | 81093.203 | 90790.0765
Waste-to-energy | 14986.9014 | 20104.1531 | 16496.0331 | 14916.4211 | 10753.3567 | 10462.6393 | 10125.6138 | 9850.099
Methanation | 0 | 0 | 0 | 3810.9788 | 4786.2209 | 16032.7387 | 42704.3951 | 64634.1296
Coal PP (Hard Coal) | 292810.7496 | 245483.493 | 205771.5168 | 189802.4636 | 171857.0254 | 163572.9456 | 147422.8918 | 113868.8798
Nuclear PP | 106573.5213 | 86611.2466 | 68894.1189 | 48046.8173 | 36512.9549 | 23758.2834 | 18365.7188 | 10405.5231
OCGT | 43517.5212 | 35634.7006 | 56486.2987 | 52606.0043 | 48001.445 | 45657.4969 | 45084.6733 | 59941.5406
CCGT | 34503.1775 | 29035.682 | 23760.1098 | 21884.0978 | 19161.0706 | 17270.4445 | 16158.6661 | 16839.7639
Steam Turbine (ST) | 4040.9127 | 0 | 1486.4815 | 2907.1739 | 3831.1745 | 3510.5078 | 645.7167 | 474.8054
Power to Heat (PtH) | 0 | 844.6744 | 19635.7134 | 21968.2674 | 17067.1804 | 17310.1467 | 17395.5023 | 17481.2787
Internal Combustion Engine (ICE) | 41963.324 | 20984.8792 | 3362.2797 | 1893.8162 | 888.9156 | 0 | 0 | 0
Gas Storage | 0 | 24.6352 | 25.4221 | 52.3144 | 142.0033 | 257.7011 | 658.1367 | 1127.8784
Power-to-Gas (PtG) | 0 | 0 | 0 | 1683.3921 | 3160.589 | 12307.6731 | 35908.1469 | 59340.1204
Battery Storage large-scale | 0 | 47.1358 | 155.6611 | 14043.9244 | 30347.7684 | 43069.7661 | 60382.7431 | 80152.0615
Battery Storage prosumer | 0 | 6333.2647 | 11057.2629 | 48445.5881 | 59972.4371 | 68551.5825 | 68937.0105 | 72700.6632
Pumped Hydro Storage (PHS) | 33156.2066 | 28155.8128 | 26044.3252 | 39279.1499 | 36873.538 | 37055.3598 | 37238.0782 | 37421.6976
Adiabatic Compressed Air Energy Storage (A-CAES) | 0 | 45.2504 | 77.8267 | 345.0431 | 328.819 | 331.7967 | 312.2448 | 1392.8542
Total | 1044250.2867 | 1401745.0729 | 2105698.4861 | 3102429.6284 | 3526463.3751 | 4042655.2805 | 4380858.1193 | 4862940.4689
Southeast Asia | Operation & Maintenance Jobs Created
Technologies | 2015 | 2020 | 2025 | 2030 | 2035 | 2040 | 2045 | 2050
Wind onshore | 3783.6073 | 7299.1067 | 20864.7395 | 30212.7531 | 26429.6035 | 24819.1196 | 24366.4851 | 25454.0056
Wind offshore | 0 | 0 | 0 | 0 | 0 | 0 | 0 | 0
PV Utility-scale | 3531.3668 | 50382.5061 | 175345.3371 | 287541.3853 | 381506.0045 | 409624.9579 | 460364.5662 | 516753.5047
PV rooftop | 17656.834 | 55899.6659 | 151448.2818 | 381855.6293 | 466110.2475 | 561164.1132 | 612317.099 | 678620.4016
Biomass | 18918.0364 | 16917.6865 | 32110.5772 | 31289.0981 | 24850.1428 | 21437.0733 | 22597.4292 | 31193.6343
Hydro Dam | 17656.834 | 19393.7616 | 17329.5178 | 16312.0498 | 15020.5308 | 14514.105 | 14024.7537 | 14141.1142
Hydro RoR | 22701.6437 | 19834.5289 | 20217.7708 | 18617.0133 | 17142.9971 | 16565.0112 | 16006.5124 | 15466.8437
Geothermal | 4035.8478 | 7052.277 | 10782.8111 | 9929.0738 | 9142.9318 | 8834.6726 | 7927.0347 | 8248.9833
CSP | 0 | 0 | 0 | 0 | 0 | 0 | 0 | 0
CHP Biogas | 17026.2327 | 123053.0229 | 106908.4682 | 93998.0546 | 84508.7617 | 80352.6661 | 74059.9825 | 70046.0041
Waste-to-energy | 0 | 9399.6968 | 11903.1032 | 10557.7002 | 6221.4484 | 5820.4621 | 5416.3451 | 7599.5098
Methanation | 0 | 0 | 0 | 0 | 0 | 4864.996 | 18560.1256 | 26851.0687
Coal PP (Hard Coal) | 28250.9343 | 23448.8209 | 19139.4897 | 14893.6107 | 12342.9579 | 10822.474 | 8536.8066 | 6599.1866
Nuclear PP | 0 | 0 | 0 | 0 | 0 | 0 | 0 | 0
OCGT | 19422.5174 | 18203.6899 | 26687.4575 | 24326.2308 | 19885.8766 | 17006.7448 | 15366.2519 | 15260.6191
CCGT | 18716.244 | 16969.5414 | 19678.6302 | 18120.5597 | 15771.5573 | 12589.4085 | 9817.3276 | 9692.5554
Steam Turbine (ST) | 0 | 0 | 0 | 228.63 | 3425.5919 | 3161.8828 | 2417.8258 | 2279.3243
Power to Heat (PtH) | 0 | 0 | 0 | 1489.3611 | 10605.8009 | 10248.2202 | 9902.6956 | 29696.3398
Internal Combustion Engine (ICE) | 9004.9853 | 5553.6681 | 2830.4879 | 2234.0416 | 685.7199 | 0 | 0 | 0
Gas Storage | 0 | 2.8271 | 6.8377 | 30.156 | 88.2775 | 180.2322 | 367.9444 | 503.9002
Power-to-Gas (PtG) | 0 | 0 | 0 | 0 | 0 | 3092.1354 | 16219.9325 | 24334.5007
Battery Storage large-scale | 0 | 0 | 2487.1067 | 13981.2293 | 22462.7684 | 24190.175 | 27004.1085 | 30580.7732
Battery Storage prosumer | 0 | 1480.559 | 5264.8101 | 17352.013 | 18373.2443 | 19461.7017 | 19227.0301 | 19646.4837
Pumped Hydro Storage (PHS) | 2690.5652 | 2350.759 | 3594.2704 | 3782.5043 | 3483.0216 | 3365.5896 | 3252.1168 | 3142.4698
Adiabatic Compressed Air Energy Storage (A-CAES) | 0 | 0 | 0 | 0 | 0 | 0 | 0 | 936.3365
Total | 183395.6487 | 377242.1177 | 626599.6968 | 976751.0937 | 1138057.4845 | 1252115.741 | 1367752.3733 | 1537047.5592
North America | Operation & Maintenance Jobs Created
Technologies | 2015 | 2020 | 2025 | 2030 | 2035 | 2040 | 2045 | 2050
Wind onshore | 23400 | 33672 | 150948 | 189360 | 196536 | 191292 | 174960 | 165456
Wind offshore | 0 | 0 | 0 | 0 | 0 | 0 | 0 | 0
PV Utility-scale | 11200 | 62182.659 | 129071.0983 | 181919.0751 | 209878.6127 | 226282.0809 | 236563.5838 | 251878.6127
PV rooftop | 16800 | 79717.6471 | 324312.7451 | 617839.2157 | 744031.3725 | 834255.8824 | 860615.6863 | 875658.8235
Biomass | 15000 | 11514.7059 | 11911.7647 | 9926.4706 | 9132.3529 | 7764.7059 | 5558.8235 | 5294.1176
Hydro Dam | 22000 | 22200 | 25400 | 26800 | 27000 | 27000 | 27200 | 27600
Hydro RoR | 32000 | 32000 | 32000 | 32000 | 32000 | 32000 | 32000 | 32000
Geothermal | 2000 | 7600 | 8400 | 8000 | 7600 | 7600 | 7200 | 7200
CSP | 1200 | 933.3333 | 809.5238 | 714.2857 | 666.6667 | 619.0476 | 290.4762 | 0
CHP Biogas | 18000 | 100119.403 | 94925.3731 | 91119.403 | 85253.7313 | 87313.4328 | 83283.5821 | 83216.4179
Waste-to-energy | 11250 | 10662.8788 | 8242.4242 | 7939.3939 | 7621.2121 | 7378.7879 | 7106.0606 | 6878.7879
Methanation | 0 | 3837.5635 | 2832.4873 | 2535.533 | 29398.4772 | 48312.1827 | 55256.3452 | 52081.2183
Coal PP (Hard Coal) | 48720 | 32340 | 16240 | 9240 | 6440 | 4620 | 4060 | 3220
Nuclear PP | 68400 | 50007.4074 | 40122.2222 | 21818.5185 | 5581.4815 | 2577.7778 | 859.2593 | 0
OCGT | 37940 | 31080 | 81620 | 80500 | 78260 | 74620 | 63000 | 60620
CCGT | 47040 | 45640 | 43400 | 42140 | 39480 | 35280 | 17780 | 14980
Steam Turbine (ST) | 0 | 136.3158 | 132.6316 | 386.8421 | 617.1053 | 589.4737 | 453.1579 | 331.5789
Power to Heat (PtH) | 0 | 7168 | 5376 | 6216 | 4928 | 4928 | 4928 | 5040
Internal Combustion Engine (ICE) | 13860 | 7560 | 1260 | 630 | 0 | 0 | 0 | 0
Gas Storage | 0 | 8.2406 | 25.873 | 42.0484 | 226.2476 | 557.5376 | 824.6102 | 943.8231
Power-to-Gas (PtG) | 0 | 560 | 280 | 1120 | 20440 | 36960 | 47320 | 47880
Battery Storage large-scale | 0 | 300 | 166.6667 | 3947.9167 | 7100 | 9743.0556 | 12271.875 | 14182.2917
Battery Storage prosumer | 0 | 335.9049 | 13784.0192 | 26897.596 | 28560.319 | 28337.5038 | 26586.5334 | 25528.4513
Pumped Hydro Storage (PHS) | 4266.6667 | 4533.3333 | 4533.3333 | 4533.3333 | 4533.3333 | 4533.3333 | 4533.3333 | 4533.3333
Adiabatic Compressed Air Energy Storage (A-CAES) | 0 | 388 | 366.4348 | 344.3478 | 344.3478 | 339.1304 | 313.0435 | 301.5652
Total | 373076.6667 | 544497.3925 | 996160.5974 | 1365969.9799 | 1545629.2599 | 1672903.9324 | 1672964.3703 | 1684825.0215
South America | Operation & Maintenance Jobs Created
Technologies | 2015 | 2020 | 2025 | 2030 | 2035 | 2040 | 2045 | 2050
Wind onshore | 7539.4167 | 30474.4106 | 25598.32 | 22630.6947 | 20380.8701 | 20531.7479 | 17644.5896 | 16308.4012
Wind offshore | 0 | 0 | 0 | 0 | 0 | 0 | 0 | 0
PV Utility-scale | 4397.9931 | 98506.0136 | 113805.8084 | 115987.7611 | 108815.6503 | 118948.3245 | 138319.2575 | 156915.3159
PV rooftop | 0 | 35780.4335 | 169147.1483 | 296093.1403 | 349175.802 | 413177.5899 | 430323.9958 | 442005.5041
Biomass | 61257.7608 | 44791.5477 | 38500.1471 | 32355.977 | 19298.795 | 8918.6685 | 3290.4978 | 3028.1494
Hydro Dam | 70367.8893 | 65171.5038 | 57716.2699 | 52385.8675 | 48308.5199 | 47414.8851 | 46171.4301 | 44614.734
Hydro RoR | 61257.7608 | 52514.2283 | 45018.6905 | 40860.9766 | 37087.2496 | 35836.8318 | 34628.5725 | 33461.0505
Geothermal | 1256.5695 | 1077.2149 | 923.4603 | 0 | 0 | 0 | 0 | 0
CSP | 0 | 0 | 0 | 0 | 0 | 0 | 0 | 0
CHP Biogas | 0 | 243699.7828 | 198475.0535 | 166633.9712 | 141876.8261 | 133719.5216 | 115852.6526 | 108796.435
Waste-to-energy | 0 | 5743.1062 | 4757.2198 | 4159.1204 | 3623.7153 | 3390.1587 | 3154.7787 | 2950.9163
Methanation | 0 | 0 | 0 | 0 | 0 | 0 | 0 | 1489.4806
Coal PP (Hard Coal) | 4397.9931 | 3770.2523 | 2585.6889 | 2346.8869 | 1863.872 | 1801.0305 | 1243.077 | 1201.1659
Nuclear PP | 5654.5625 | 3131.9027 | 2684.8754 | 1063.2391 | 965.0433 | 789.5674 | 762.9467 | 0
OCGT | 15392.9758 | 19605.3119 | 15837.3445 | 13787.9603 | 11982.0345 | 10806.1831 | 8950.1541 | 6966.7623
CCGT | 14073.5779 | 12818.8578 | 10989.1778 | 9974.2692 | 8520.5578 | 6432.2519 | 4723.6925 | 3123.0314
Steam Turbine (ST) | 0 | 0 | 0 | 270.2008 | 234.7358 | 216.6653 | 201.1822 | 189.6578
Power to Heat (PtH) | 0 | 0 | 1551.4133 | 1760.1651 | 1278.0837 | 5969.1297 | 5966.7694 | 5765.5964
Internal Combustion Engine (ICE) | 17811.872 | 12441.8326 | 7757.0667 | 6160.578 | 1997.0057 | 0 | 0 | 0
Gas Storage | 0 | 6.8064 | 19.5543 | 29.7111 | 31.9356 | 38.8527 | 48.5257 | 70.564
Power-to-Gas (PtG) | 0 | 0 | 0 | 0 | 0 | 0 | 994.4616 | 960.9327
Battery Storage large-scale | 0 | 0 | 96.1938 | 2182.7445 | 2282.2923 | 3394.7996 | 5450.7938 | 7382.1655
Battery Storage prosumer | 0 | 1658.4414 | 9240.8858 | 13499.4027 | 13696.7907 | 14452.2239 | 13822.9776 | 13436.7555
Pumped Hydro Storage (PHS) | 0 | 0 | 0 | 0 | 0 | 0 | 0 | 0
Adiabatic Compressed Air Energy Storage (A-CAES) | 0 | 10.7721 | 60.4264 | 51.0193 | 46.3074 | 49.8599 | 44.4728 | 45.6592
Total | 263408.3714 | 631202.4186 | 704764.7446 | 782233.6857 | 771466.0871 | 825888.2922 | 831594.8279 | 848712.2776

## Fuel Jobs
Global |  | Fuel Jobs created
Technologies |  | 2015 | 2020 | 2025 | 2030 | 2035 | 2040 | 2045 | 2050 |  |  |  |  | Contents
Wind onshore |  | 0 | 0 | 0 | 0 | 0 | 0 | 0 | 0
Wind offshore |  | 0 | 0 | 0 | 0 | 0 | 0 | 0 | 0
PV Utility-scale |  | 0 | 0 | 0 | 0 | 0 | 0 | 0 | 0
PV rooftop |  | 0 | 0 | 0 | 0 | 0 | 0 | 0 | 0
Biomass |  | 194629.1228 | 377526.4131 | 727207.1524 | 610529.5599 | 506797.6809 | 402800.2363 | 342563.2946 | 351544.6084
Hydro Dam |  | 0 | 0 | 0 | 0 | 0 | 0 | 0 | 0
Hydro RoR |  | 0 | 0 | 0 | 0 | 0 | 0 | 0 | 0
Geothermal |  | 0 | 0 | 0 | 0 | 0 | 0 | 0 | 0
CSP |  | 0 | 0 | 0 | 0 | 0 | 0 | 0 | 0
CHP Biogas |  | 29929.2383 | 161078.3195 | 131307.39 | 109240.1274 | 98895.3239 | 95721.8056 | 109577.2014 | 113038.2022
Waste-to-energy |  | 38045.5829 | 146298.457 | 136102.2552 | 127341.4071 | 119158.8601 | 114474.7337 | 148068.1124 | 102593.9572
Methanation |  | 0 | 0 | 0 | 0 | 0 | 0 | 0 | 0
Coal PP |  | 7325912.3185 | 6026877.276 | 2377027.6854 | 827053.4961 | 293100.1071 | 135341.5946 | 39525.4041 | 0
Nuclear PP |  | 5242.4459 | 6681.8704 | 5353.5301 | 3471.9055 | 2180.5043 | 1597.346 | 1177.1849 | 694.4406
OCGT |  | 840315.5849 | 998286.1066 | 488000.7581 | 256379.5094 | 150212.6061 | 143036.9694 | 136637.1934 | 124773.1398
CCGT |  | 502066.08 | 45833.3869 | 26558.6079 | 6788.3516 | 7838.6359 | 11023.768 | 25734.4516 | 39214.1473
Steam Turbine |  | 0 | 0 | 0 | 0 | 0 | 0 | 0 | 0
Power to Heat |  | 0 | 0 | 0 | 0 | 0 | 0 | 0 | 0
ICE |  | 211203.5553 | 187.4535 | 0 | 0 | 0 | 0 | 0 | 0
Gas Storage |  | 0 | 0 | 0 | 0 | 0 | 0 | 0 | 0
Power-to-Gas |  | 0 | 0 | 0 | 0 | 0 | 0 | 0 | 0
Battery Storage large-scale |  | 0 | 0 | 0 | 0 | 0 | 0 | 0 | 0
Battery Storage prosumer |  | 0 | 0 | 0 | 0 | 0 | 0 | 0 | 0
Pumped Hydro Storage |  | 0 | 0 | 0 | 0 | 0 | 0 | 0 | 0
A-CAES |  | 0 | 0 | 0 | 0 | 0 | 0 | 0 | 0
Transmission |  | 9147343.9286 | 7762769.2829 | 3891557.379 | 1940804.3572 | 1178183.7184 | 903996.4535 | 803282.8423 | 731858.4954
Total |  | 18294687.8571 | 15525538.5658 | 7783114.7581 | 3881608.7143 | 2356367.4367 | 1807992.907 | 1606565.6847 | 1463716.9908
Europe | Fuel (Jobs/PJ)1 | Fuel Jobs created 2015: Fuel Jobs created2 | 1-Fuel jobs are in respect to Primary Energy. | Biomass Fuel factor OECD | 29.9
Technologies |  | 2015 | 2020 | 2025 | 2030 | 2035 | 2040 | 2045 | 2050 | 2-Corrected with efficiecies of technologies. | Biomass Fuel factor Africa | 387.3
Wind onshore | [10 empty] | Biomass Fuel factor South America | 81.1
Wind offshore
PV Utility-scale | [10 empty] | Conversion GWh to PJ | 1 | GWh
PV rooftop | [11 empty] | 0.0036 | PJ
Biomass | 29.9 | 16624.3835 | 30024.8584 | 51290.4902 | 53114.1001 | 49474.7227 | 46173.0613 | 48276.1082 | 52592.9554 |  |  | 1 | PJ
Hydro Dam | [11 empty] | 277.77 | GWh
Hydro RoR
Geothermal
CSP
CHP Biogas | 29.9 | 16454.1068 | 43716.7499 | 38618.0065 | 31115.0974 | 29444.7021 | 29693.6477 | 33796.8333 | 35528.2199
Waste-to-energy | 29.9 | 19656.5038 | 52634.3032 | 55099.077 | 55319.5299 | 55273.7413 | 55202.1337 | 72901.8698 | 51340.7422
Methanation
Coal PP (Hard Coal) | 39.7 | 401675.6661 | 276568.862 | 120108.9704 | 63357.3234 | 32236.7738 | 10248.5357 | 2800.2803 | 0
Nuclear PP | 0.001 | 2784.1722 | 2873.5594 | 2319.5334 | 1289.885 | 498.1592 | 302.7191 | 177.3663 | 38.5726
OCGT | 15.1 | 57291.9007 | 65100.4928 | 39834.0142 | 41884.8372 | 45352.1933 | 43778.1859 | 43668.8541 | 43083.313
CCGT | 15.1 | 19664.3657 | 604.5615 | 929.3323 | 2552.2645 | 3014.6326 | 3760.6261 | 4034.6775 | 4426.7203
Steam Turbine (ST)
Power to Heat (PtH)
Internal Combustion Engine (ICE) | 15.1 | 6194.2752 | 0 | 0 | 0 | 0 | 0 | 0 | 0
Gas Storage
Power-to-Gas (PtG)
Battery Storage large-scale
Battery Storage prosumer
Pumped Hydro Storage (PHS)
Adiabatic Compressed Air Energy Storage (A-CAES)
Total |  | 540345.374 | 471523.3871 | 308199.424 | 248633.0374 | 215294.925 | 189158.9095 | 205655.9895 | 187010.5235
Eurasia | Fuel (Jobs/PJ) | Fuel Jobs created2 2015: Fuel Jobs created
Technologies |  | 2015 | 2020 | 2025 | 2030 | 2035 | 2040 | 2045 | 2050
Wind onshore
Wind offshore
PV Utility-scale
PV rooftop
Biomass | 29.9 | 0 | 4196.929 | 7540.5781 | 6812.1638 | 6716.7451 | 6052.6364 | 6363.2322 | 6296.9486
Hydro Dam
Hydro RoR
Geothermal
CSP
CHP Biogas | 29.9 | 0 | 2156.7552 | 1933.4816 | 1743.5895 | 2020.4113 | 1932.5673 | 1932.5673 | 1891.4489
Waste-to-energy | 29.9 | 0 | 5635.3925 | 5800.4447 | 5384.6148 | 5008.3435 | 4805.3026 | 6026.9896 | 4233.2427
Methanation
Coal PP (Hard Coal) | 39.7 | 132687.9191 | 191798.0539 | 29686.9574 | 6783.6849 | 3294.0074 | 1647.0037 | 549.0012 | 0
Nuclear PP | 0.001 | 3.2158 | 2.8073 | 2.1982 | 1.2407 | 0.54769 | 0.43815 | 0.43815 | 0.21908
OCGT | 15.1 | 20891.4878 | 59044.6323 | 14833.9481 | 8815.6576 | 6264.4222 | 5220.3518 | 5637.98 | 5011.5378
CCGT | 15.1 | 64042.4067 | 2197.1741 | 492.4291 | 797.0422 | 760.9326 | 897.9005 | 1047.5506 | 1646.1509
Steam Turbine (ST)
Power to Heat (PtH)
Internal Combustion Engine (ICE) | 15.1 | 1914.3111 | 0 | 0 | 0 | 0 | 0 | 0 | 0
Gas Storage
Power-to-Gas (PtG)
Battery Storage large-scale
Battery Storage prosumer
Pumped Hydro Storage (PHS)
Adiabatic Compressed Air Energy Storage (A-CAES)
Total |  | 219539.3405 | 265031.7443 | 60290.037 | 30337.9936 | 24065.4099 | 20556.2005 | 21557.7592 | 19079.5479
MENA | Fuel (Jobs/PJ) | Fuel Jobs created 2015: Fuel Jobs created
Technologies |  | 2015 | 2020 | 2025 | 2030 | 2035 | 2040 | 2045 | 2050
Wind onshore
Wind offshore
PV Utility-scale
PV rooftop
Biomass | 29.9 | 0 | 12953.2629 | 18310.1881 | 15459.6702 | 13735.279 | 12707.4123 | 11571.1641 | 8298.4249
Hydro Dam
Hydro RoR
Geothermal
CSP
CHP Biogas | 29.9 | 0 | 3472.9763 | 2748.2459 | 2316.2572 | 2006.7778 | 1854.8086 | 1792.2727 | 1694.9974
Waste-to-energy | 29.9 | 0 | 3360.9448 | 2748.2459 | 2384.3824 | 2072.7282 | 1921.6486 | 2328.9419 | 1580.6524
Methanation
Coal PP (Hard Coal) | 39.7 | 34525.9704 | 38606.0335 | 24821.7454 | 14018.2473 | 6361.7941 | 3073.6513 | 848.5775 | 0
Nuclear PP | 0.001 | 24.4124 | 36.6238 | 31.3964 | 27.7468 | 25.1843 | 24.3352 | 23.5147 | 22.7219
OCGT | 15.1 | 119615.7934 | 284623.0626 | 146021.0553 | 60174.0455 | 19703.4766 | 14529.8873 | 14524.1419 | 12007.2535
CCGT | 15.1 | 109845.5132 | 9253.3931 | 2022.0415 | 0 | 0 | 0 | 115.6552 | 670.5349
Steam Turbine (ST)
Power to Heat (PtH)
Internal Combustion Engine (ICE) | 15.1 | 67515.8357 | 0 | 0 | 0 | 0 | 0 | 0 | 0
Gas Storage
Power-to-Gas (PtG)
Battery Storage large-scale
Battery Storage prosumer
Pumped Hydro Storage (PHS)
Adiabatic Compressed Air Energy Storage (A-CAES)
Total |  | 331527.525 | 352306.297 | 196702.9183 | 94380.3495 | 43905.2399 | 34111.7433 | 31204.2681 | 24274.5851
Sub-Saharan Africa | Fuel (Jobs/PJ) | Fuel Jobs created 2015: Fuel Jobs created
Technologies |  | 2015 | 2020 | 2025 | 2030 | 2035 | 2040 | 2045 | 2050
Wind onshore
Wind offshore
PV Utility-scale
PV rooftop
Biomass | 387.3 | 0 | 48405.1741 | 268687.4795 | 210654.221 | 168647.4914 | 130022.4295 | 111884.5233 | 142648.1377
Hydro Dam
Hydro RoR
Geothermal
CSP
CHP Biogas | 29.9 | 0 | 5761.1072 | 4558.8964 | 3842.2969 | 3328.9205 | 4102.4376 | 3964.1216 | 3748.9696
Waste-to-energy | 29.9 | 0 | 8920.4241 | 7294.2343 | 6328.4891 | 5501.3146 | 5100.3278 | 6181.3421 | 4195.2755
Methanation
Coal PP (Hard Coal) | 39.7 | 632493.279 | 533676.4975 | 248881.6329 | 88033.0387 | 42212.7591 | 18937.9969 | 0 | 0
Nuclear PP | 0.001 | 222.7288 | 243.012 | 208.326 | 0 | 0 | 0 | 0 | 0
OCGT | 15.1 | 49250.6518 | 83629.9301 | 45243.2439 | 29061.237 | 7454.4482 | 9419.461 | 10708.0923 | 9829.7097
CCGT | 15.1 | 33704.6901 | 7825.432 | 3612.259 | 468.3783 | 1253.7468 | 2779.6645 | 6139.3063 | 7786.1648
Steam Turbine (ST)
Power to Heat (PtH)
Internal Combustion Engine (ICE) | 15.1 | 21065.4313 | 0 | 0 | 0 | 0 | 0 | 0 | 0
Gas Storage
Power-to-Gas (PtG)
Battery Storage large-scale
Battery Storage prosumer
Pumped Hydro Storage (PHS)
Adiabatic Compressed Air Energy Storage (A-CAES)
Total |  | 736736.7811 | 688461.5771 | 578486.072 | 338387.661 | 228398.6806 | 170362.3173 | 138877.3856 | 168208.2574
SAARC | Fuel (Jobs/PJ) | Fuel Jobs created 2015: Fuel Jobs created
Technologies |  | 2015 | 2020 | 2025 | 2030 | 2035 | 2040 | 2045 | 2050
Wind onshore
Wind offshore
PV Utility-scale
PV rooftop
Biomass | 29.9 | 21682.6535 | 81183.4634 | 115590.906 | 110062.8533 | 85585.9935 | 70493.2336 | 58658.194 | 48554.0796
Hydro Dam
Hydro RoR
Geothermal
CSP
CHP Biogas | 29.9 | 1593.0113 | 38143.3415 | 28791.874 | 22274.6251 | 18235.652 | 16369.4762 | 15362.2003 | 14110.1632
Waste-to-energy | 29.9 | 2065.0146 | 26300.4492 | 21339.8596 | 17804.2851 | 14206.9305 | 12792.2084 | 15057.1881 | 9925.108
Methanation
Coal PP (Hard Coal) | 39.7 | 1881732.646 | 1531722.0205 | 776052.5726 | 214107.6475 | 53798.5269 | 19265.1959 | 1870.3175 | 0
Nuclear PP | 0.001 | 475.9685 | 527.9342 | 398.024 | 302.708 | 240.9933 | 194.6063 | 143.1435 | 120.4386
OCGT | 15.1 | 130309.8589 | 104826.6959 | 55078.3943 | 20035.9421 | 9154.2369 | 8085.5925 | 10196.4494 | 8901.417
CCGT | 15.1 | 25244.5715 | 14198.1781 | 14953.2892 | 239.5844 | 784.9096 | 905.4179 | 2719.0532 | 5103.4791
Steam Turbine (ST)
Power to Heat (PtH)
Internal Combustion Engine (ICE) | 15.1 | 35924.9672 | 0 | 0 | 0 | 0 | 0 | 0 | 0
Gas Storage
Power-to-Gas (PtG)
Battery Storage large-scale
Battery Storage prosumer
Pumped Hydro Storage (PHS)
Adiabatic Compressed Air Energy Storage (A-CAES)
Total |  | 2099028.6915 | 1796902.0829 | 1012204.9198 | 384827.6454 | 182007.2428 | 128105.7309 | 104006.546 | 86714.6856
Northeast Asia | Fuel (Jobs/PJ) | Fuel Jobs created 2015: Fuel Jobs created
Technologies |  | 2015 | 2020 | 2025 | 2030 | 2035 | 2040 | 2045 | 2050
Wind onshore
Wind offshore
PV Utility-scale
PV rooftop
Biomass | 29.9 | 24563.6641 | 38396.6624 | 94790.1217 | 82776.5548 | 72228.2531 | 63325.5295 | 55863.8412 | 50737.6532
Hydro Dam
Hydro RoR
Geothermal
CSP
CHP Biogas | 29.9 | 2731.4036 | 14657.7735 | 11489.7117 | 10400.8204 | 10010.394 | 9622.3742 | 9669.8217 | 9838.7046
Waste-to-energy | 29.9 | 9736.948 | 18985.9994 | 16439.126 | 14751.4903 | 13262.9213 | 12787.9829 | 17678.0844 | 12110.9769
Methanation
Coal PP (Hard Coal) | 39.7 | 3189551.0155 | 2398943.1239 | 788677.5126 | 275767.4874 | 105990.0638 | 56555.4139 | 21312.8573 | 0
Nuclear PP | 0.001 | 1722.2185 | 2991.2154 | 2388.6466 | 1847.1432 | 1414.6903 | 1074.6452 | 832.457 | 512.4883
OCGT | 15.1 | 158872.1095 | 71031.4576 | 23075.0444 | 15581.3211 | 10345.9684 | 13802.8925 | 16933.3724 | 16111.7174
CCGT | 15.1 | 100928.41 | 4417.8904 | 1950.8394 | 1549.6141 | 780.0292 | 256.937 | 3098.4469 | 7524.8358
Steam Turbine (ST)
Power to Heat (PtH)
Internal Combustion Engine (ICE) | 15.1 | 33712.1699 | 0 | 0 | 0 | 0 | 0 | 0 | 0
Gas Storage
Power-to-Gas (PtG)
Battery Storage large-scale
Battery Storage prosumer
Pumped Hydro Storage (PHS)
Adiabatic Compressed Air Energy Storage (A-CAES)
Total |  | 3521817.9391 | 2549424.1227 | 938811.0024 | 402674.4313 | 214032.3202 | 157425.7752 | 125388.8809 | 96836.3763
Southeast Asia | Fuel (Jobs/PJ) | Fuel Jobs created 2015: Fuel Jobs created
Technologies |  | 2015 | 2020 | 2025 | 2030 | 2035 | 2040 | 2045 | 2050
Wind onshore
Wind offshore
PV Utility-scale
PV rooftop
Biomass | 29.9 | 5279.5412 | 20516.9824 | 49225.8737 | 43053.6364 | 36711.2051 | 31073.4072 | 25909.6125 | 20480.884
Hydro Dam
Hydro RoR
Geothermal
CSP
CHP Biogas | 29.9 | 3878.8466 | 14497.2427 | 11691.9754 | 10451.656 | 9586.0981 | 8860.1626 | 9988.3434 | 9783.5932
Waste-to-energy | 29.9 | 1005.6269 | 14539.7567 | 12754.8823 | 11226.8427 | 10396.1908 | 9638.4202 | 11681.2829 | 7928.0841
Methanation
Coal PP (Hard Coal) | 39.7 | 404947.4197 | 423393.2521 | 213120.3475 | 105489.7965 | 20621.3817 | 17304.2622 | 11147.2261 | 0
Nuclear PP | 0.001 | 0 | 0 | 0 | 0 | 0 | 0 | 0 | 0
OCGT | 15.1 | 82591.9481 | 101415.4023 | 63534.2094 | 30484.7594 | 8875.423 | 8576.1831 | 9636.0839 | 9124.9739
CCGT | 15.1 | 51538.8711 | 4957.4031 | 2165.6528 | 498.5464 | 451.2927 | 1000.5547 | 1795.5236 | 3603.4336
Steam Turbine (ST)
Power to Heat (PtH)
Internal Combustion Engine (ICE) | 15.1 | 10638.7578 | 0 | 0 | 0 | 0 | 0 | 0 | 0
Gas Storage
Power-to-Gas (PtG)
Battery Storage large-scale
Battery Storage prosumer
Pumped Hydro Storage (PHS)
Adiabatic Compressed Air Energy Storage (A-CAES)
Total |  | 559881.0114 | 579320.0394 | 352492.9411 | 201205.2374 | 86641.5914 | 76452.9899 | 70158.0724 | 50920.9688
North America | Fuel (Jobs/PJ) | Fuel Jobs created 2015: Fuel Jobs created
Technologies |  | 2015 | 2020 | 2025 | 2030 | 2035 | 2040 | 2045 | 2050
Wind onshore
Wind offshore
PV Utility-scale
PV rooftop
Biomass | 29.9 | 4186.1172 | 12218.9367 | 15608.237 | 11765.6318 | 10764.3014 | 8703.0522 | 6571.8893 | 6279.1758
Hydro Dam
Hydro RoR
Geothermal
CSP
CHP Biogas | 29.9 | 4305.7206 | 8073.2261 | 6624.1855 | 6151.0294 | 6116.0803 | 6084.1704 | 7722.2162 | 8932.0799
Waste-to-energy | 29.9 | 5581.4896 | 9375.3593 | 9273.8597 | 9497.913 | 9399.8125 | 9018.739 | 11676.5303 | 8201.3725
Methanation
Coal PP (Hard Coal) | 39.7 | 571031.2447 | 611581.7755 | 171841.1836 | 59496.2705 | 28584.8004 | 8309.535 | 997.1442 | 0
Nuclear PP | 0.001 | 9.0878 | 6.2467 | 5.0012 | 3.0032 | 0.76739 | 0.44528 | 0.11369 | 0
OCGT | 15.1 | 142857.0233 | 176864.5801 | 72945.5774 | 33122.6019 | 27433.6054 | 25916.5396 | 17699.1002 | 14412.1245
CCGT | 15.1 | 59703.9476 | 1874.5352 | 0 | 93.7268 | 92.1382 | 90.6025 | 5979.7674 | 7520.0106
Steam Turbine (ST)
Power to Heat (PtH)
Internal Combustion Engine (ICE) | 15.1 | 6560.8734 | 187.4535 | 0 | 0 | 0 | 0 | 0 | 0
Gas Storage
Power-to-Gas (PtG)
Battery Storage large-scale
Battery Storage prosumer
Pumped Hydro Storage (PHS)
Adiabatic Compressed Air Energy Storage (A-CAES)
Total |  | 794235.5041 | 820182.1131 | 276298.0444 | 120130.1765 | 82391.5055 | 58123.084 | 50646.7614 | 45344.7632
South America | Fuel (Jobs/PJ) | Fuel Jobs created 2015: Fuel Jobs created
Technologies |  | 2015 | 2020 | 2025 | 2030 | 2035 | 2040 | 2045 | 2050
Wind onshore
Wind offshore
PV Utility-scale
PV rooftop
Biomass | 81.1 | 122292.7633 | 129630.1438 | 106163.2782 | 76830.7284 | 62933.6895 | 34249.4742 | 17464.7296 | 15656.3491
Hydro Dam
Hydro RoR
Geothermal
CSP
CHP Biogas | 29.9 | 966.1495 | 30599.1471 | 24851.013 | 20944.7556 | 18146.2878 | 17202.1609 | 25348.8249 | 27510.0254
Waste-to-energy | 29.9 | 0 | 6545.8277 | 5352.5259 | 4643.8598 | 4036.8773 | 3207.9705 | 4535.8831 | 3078.5028
Methanation
Coal PP (Hard Coal) | 39.7 | 77267.1579 | 20587.657 | 3836.7629 | 0 | 0 | 0 | 0 | 0
Nuclear PP | 0.001 | 0.64189 | 0.47166 | 0.40434 | 0.17867 | 0.16217 | 0.1567 | 0.15142 | 0
OCGT | 15.1 | 78634.8114 | 51749.8526 | 27435.2709 | 17219.1076 | 15628.8321 | 13707.8758 | 7633.1193 | 6291.0931
CCGT | 15.1 | 37393.3042 | 504.8193 | 432.7647 | 589.1949 | 700.9541 | 1332.0648 | 804.4709 | 932.8172
Steam Turbine (ST)
Power to Heat (PtH)
Internal Combustion Engine (ICE) | 15.1 | 27676.9338 | 0 | 0 | 0 | 0 | 0 | 0 | 0
Gas Storage
Power-to-Gas (PtG)
Battery Storage large-scale
Battery Storage prosumer
Pumped Hydro Storage (PHS)
Adiabatic Compressed Air Energy Storage (A-CAES)
Total |  | 344231.7618 | 239617.9194 | 168072.02 | 120227.8251 | 101446.803 | 69699.703 | 55787.1792 | 53468.7877

## Decommissioning Jobs
Global | Decomissioning Jobs Created
Technologies | 2010-15 | 2015-20 | 2020-25 | 2025-30 | 2030-35 | 2035-40 | 2040-45 | 2045-50 | Contents
Wind onshore | 737.3654 | 882.7157 | 2666.796 | 0 | 7929.4324 | 28937.386 | 35256.5808 | 80308.4984
Wind offshore | 0 | 0 | 0 | 678.4452 | 1397.4321 | 3545.567 | 0 | 0
PV Utility-scale | 0 | 0 | 0 | 0 | 187.8623 | 3084.2486 | 0 | 26535.6754
PV rooftop | 0 | 0 | 0 | 0 | 281.7935 | 6380.3776 | 0 | 25730.2939
Biomass | 0 | 114.4374 | 181.0556 | 803.5272 | 1212.5469 | 1980.0919 | 1750.6485 | 672.518
Hydro Dam | 57429.6862 | 59779.0427 | 50812.6979 | 29341.1829 | 20435.6064 | 94220.5076 | 67220.4941 | 99335.9891
Hydro RoR | 42169.2155 | 58399.1551 | 48981.0524 | 38323.4048 | 17000.7732 | 124021.6459 | 67029.416 | 140495.2054
Geothermal | 0 | 0 | 0 | 71.956 | 69.8805 | 0 | 64.4951 | 0
CSP | 0 | 0 | 0 | 0 | 0 | 314.4182 | 1076.1117 | 0
CHP Biogas | 0 | 0 | 0 | 0 | 178.9769 | 2394.7776 | 29727.0741 | 829.7709
Waste-to-energy | 66.5728 | 114.4374 | 222.2795 | 179.9388 | 74.1562 | 165.244 | 243.1872 | 182.3369
Methanation | 0 | 0 | 0 | 0 | 0 | 0 | 0 | 0
Coal PP | 59247.8888 | 130172.8721 | 132807.4122 | 79894.2141 | 68566.1198 | 51618.0292 | 66717.0197 | 97201.9498
Nuclear PP | 5291.7714 | 61794.6798 | 71848.7747 | 131172.3608 | 115675.6983 | 36048.386 | 27527.5817 | 26424.8921
OCGT | 4759.6567 | 4077.1495 | 3259.3295 | 3150.3518 | 3748.3611 | 5068.78 | 9658.9042 | 8800.6138
CCGT | 1521.364 | 1569.5626 | 974.637 | 1506.3686 | 3256.9754 | 6320.9983 | 13953.7785 | 9394.7574
Steam Turbine | 0 | 0 | 0 | 0 | 0 | 0 | 783.7096 | 69.8805
Power to Heat | 0 | 0 | 0 | 0 | 0 | 0 | 0 | 0
ICE | 2356.8037 | 10501.66 | 10833.2399 | 1699.73 | 3298.5958 | 1710.824 | 0 | 0
Gas Storage | 0 | 0 | 0 | 0 | 0 | 0 | 0 | 0
Power-to-Gas | 0 | 0 | 0 | 0 | 0 | 0 | 0 | 0
Battery Storage large-scale | 0 | 0 | 0 | 0 | 88.5153 | 0 | 569.2725 | 12344.6064
Battery Storage prosumer | 0 | 0 | 0 | 0 | 0 | 0 | 11048.567 | 93151.4563
Pumped Hydro Storage | 18565.5136 | 11103.388 | 17438.504 | 9383.1056 | 9186.2566 | 9249.8993 | 16826.0264 | 18611.3783
A-CAES | 0 | 0 | 0 | 0 | 0 | 0 | 0 | 0
Transmission | 192145.8381 | 338509.1004 | 340025.7786 | 296204.5857 | 252588.9827 | 375061.1811 | 349452.867 | 640089.8228
Total | 384291.6762 | 677018.2008 | 680051.5572 | 592409.1714 | 505177.9653 | 750122.3622 | 698905.7341 | 1280179.6455
Europe | Decomissioning Jobs Created 2010-15: Decomissioning Jobs Created
Technologies | 2010-15 | 2015-20 | 2020-25 | 2025-30 | 2030-35 | 2035-40 | 2040-45 | 2045-50
Wind onshore | 150.8984 | 309.2814 | 1743.2346 | 0 | 4706.4457 | 7505.8985 | 7271.3373 | 11596.4197
Wind offshore | 0 | 0 | 0 | 678.4452 | 1397.4321 | 3545.567 | 0 | 0
PV Utility-scale | 0 | 0 | 0 | 0 | 187.8623 | 2097.2363 | 0 | 7462.2237
PV rooftop | 0 | 0 | 0 | 0 | 281.7935 | 4575.7884 | 0 | 10604.2127
Biomass | 0 | 0 | 69.9158 | 72.0048 | 296.6247 | 451.5581 | 611.0367 | -77.5162
Hydro Dam | 5589.2115 | 3818.5507 | 3913.2523 | 4533.9456 | 3112.9417 | 20008.6747 | 9084.45 | 9761.9642
Hydro RoR | 6986.5144 | 4773.1884 | 6114.4567 | 5037.7174 | 2594.1181 | 30276.2841 | 13359.4852 | 12202.4553
Geothermal | 0 | 0 | 0 | 0 | 0 | 0 | 0 | 0
CSP | 0 | 0 | 0 | 0 | 0 | 314.4182 | 638.1939 | 0
CHP Biogas | 0 | 0 | 0 | 0 | 74.1562 | 1580.4532 | 10540.3839 | 620.1294
Waste-to-energy | 66.5728 | 0 | 0 | 72.0048 | 74.1562 | 75.2597 | 152.7592 | 77.5162
Methanation | 0 | 0 | 0 | 0 | 0 | 0 | 0 | 0
Coal PP (Hard Coal) | 12808.6098 | 23769.1884 | 19995.9258 | 14602.5726 | 8097.8551 | 5870.2548 | 4766.0866 | 1612.3364
Nuclear PP | 0 | 5106.4516 | 29305.3238 | 50660.8288 | 39963.4407 | 10139.5311 | 5716.8968 | 6962.3619
OCGT | 355.055 | 272.8954 | 139.8316 | 192.0128 | 247.1873 | 501.7312 | 967.4748 | 1136.9039
CCGT | 310.6731 | 318.378 | 186.4422 | 144.0096 | 593.2495 | 1555.3667 | 1884.03 | 2428.8401
Steam Turbine (ST) | 0 | 0 | 0 | 0 | 0 | 0 | 0 | 0
Power to Heat (PtH) | 0 | 0 | 0 | 0 | 0 | 0 | 0 | 0
Internal Combustion Engine (ICE) | 44.3819 | 1000.6164 | 1211.8743 | 192.0128 | 98.8749 | 50.1731 | 0 | 0
Gas Storage | 0 | 0 | 0 | 0 | 0 | 0 | 0 | 0
Power-to-Gas (PtG) | 0 | 0 | 0 | 0 | 0 | 0 | 0 | 0
Battery Storage large-scale | 0 | 0 | 0 | 0 | 0 | 0 | 0 | 130.9162
Battery Storage prosumer | 0 | 0 | 0 | 0 | 0 | 0 | 5369.4854 | 21257.5189
Pumped Hydro Storage (PHS) | 3726.141 | 4454.9759 | 7174.2958 | 2686.7826 | 1383.5296 | 4914.4113 | 3562.5294 | 3615.5423
Adiabatic Compressed Air Energy Storage (A-CAES) | 0 | 0 | 0 | 0 | 0 | 0 | 0 | 0
Total | 30038.058 | 43823.5262 | 69854.553 | 78872.3369 | 63109.6676 | 93462.6064 | 63924.1494 | 89391.8247
Eurasia | Decomissioning Jobs Created 2010-15: Decomissioning Jobs Created
Technologies | 2010-15 | 2015-20 | 2020-25 | 2025-30 | 2030-35 | 2035-40 | 2040-45 | 2045-50
Wind onshore | 0 | 0 | 0 | 0 | 0 | 0 | 0 | 4276.6861
Wind offshore | 0 | 0 | 0 | 0 | 0 | 0 | 0 | 0
PV Utility-scale | 0 | 0 | 0 | 0 | 0 | 0 | 0 | 0
PV rooftop | 0 | 0 | 0 | 0 | 0 | 0 | 0 | 0
Biomass | 0 | 0 | 0 | 0 | 0 | 0 | 0 | 104.8207
Hydro Dam | 5770.8159 | 8006.4588 | 1555.1481 | 1510.2911 | 0 | 7333.6399 | 5866.9119 | 6600.2759
Hydro RoR | 6183.0171 | 6004.8441 | 1943.9352 | 1887.8639 | 0 | 7333.6399 | 5500.2299 | 7333.6399
Geothermal | 0 | 0 | 0 | 0 | 0 | 0 | 0 | 0
CSP | 0 | 0 | 0 | 0 | 0 | 0 | 0 | 0
CHP Biogas | 0 | 0 | 0 | 0 | 0 | 0 | 628.9244 | 0
Waste-to-energy | 0 | 0 | 0 | 0 | 0 | 0 | 0 | 0
Methanation | 0 | 0 | 0 | 0 | 0 | 0 | 0 | 0
Coal PP (Hard Coal) | 4289.1199 | 13091.6422 | 14448.1669 | 5051.3116 | 2180.2713 | 1090.1357 | 0 | 545.0678
Nuclear PP | 0 | 5139.281 | 6654.9132 | 11310.1757 | 9414.808 | 1569.1347 | 0 | 3138.2693
OCGT | 1099.7743 | 1296.9576 | 1111.3975 | 791.5161 | 209.6415 | 139.761 | 349.4025 | 559.0439
CCGT | 78.5553 | 152.5832 | 148.1863 | 71.956 | 0 | 0 | 69.8805 | 209.6415
Steam Turbine (ST) | 0 | 0 | 0 | 0 | 0 | 0 | 0 | 0
Power to Heat (PtH) | 0 | 0 | 0 | 0 | 0 | 0 | 0 | 0
Internal Combustion Engine (ICE) | 0 | 305.1665 | 296.3727 | 0 | 0 | 0 | 0 | 0
Gas Storage | 0 | 0 | 0 | 0 | 0 | 0 | 0 | 0
Power-to-Gas (PtG) | 0 | 0 | 0 | 0 | 0 | 0 | 0 | 0
Battery Storage large-scale | 0 | 0 | 0 | 0 | 88.5153 | 0 | 0 | 44.2576
Battery Storage prosumer | 0 | 0 | 0 | 0 | 0 | 0 | 0 | 0
Pumped Hydro Storage (PHS) | 1099.203 | 0 | 0 | 1006.8608 | 0 | 977.8187 | 0 | 0
Adiabatic Compressed Air Energy Storage (A-CAES) | 0 | 0 | 0 | 0 | 0 | 0 | 0 | 0
Total | 18520.4856 | 33996.9335 | 26158.1198 | 21629.9751 | 11893.2361 | 18444.1298 | 12415.3492 | 22811.7028
MENA | Decomissioning Jobs Created 2010-15: Decomissioning Jobs Created
Technologies | 2010-15 | 2015-20 | 2020-25 | 2025-30 | 2030-35 | 2035-40 | 2040-45 | 2045-50
Wind onshore | 0 | 0 | 0 | 0 | 0 | 190.0282 | 183.6213 | 177.4304
Wind offshore | 0 | 0 | 0 | 0 | 0 | 0 | 0 | 0
PV Utility-scale | 0 | 0 | 0 | 0 | 0 | 0 | 0 | 198.3046
PV rooftop | 0 | 0 | 0 | 0 | 0 | 0 | 0 | 0
Biomass | 0 | 0 | 0 | 0 | 0 | 0 | 0 | 234.8344
Hydro Dam | 0 | 1719.0171 | 0 | 1337.5559 | 0 | 586.547 | 2267.0849 | 1642.9866
Hydro RoR | 0 | 2148.7713 | 0 | 0 | 0 | 0 | 2833.8561 | 2738.311
Geothermal | 0 | 0 | 0 | 0 | 0 | 0 | 0 | 0
CSP | 0 | 0 | 0 | 0 | 0 | 0 | 0 | 0
CHP Biogas | 0 | 0 | 0 | 0 | 0 | 0 | 648.0752 | 0
Waste-to-energy | 0 | 0 | 0 | 0 | 0 | 0 | 0 | 0
Methanation | 0 | 0 | 0 | 0 | 0 | 0 | 0 | 0
Coal PP (Hard Coal) | 0 | 0 | 0 | 994.1294 | 451.1581 | 871.8942 | 421.2489 | 407.0462
Nuclear PP | 0 | 0 | 0 | 0 | 0 | 0 | 0 | 0
OCGT | 191.0736 | 819.005 | 842.5267 | 509.8099 | 462.7263 | 726.5785 | 1134.1316 | 1826.4895
CCGT | 95.5368 | 409.5025 | 140.4211 | 191.1787 | 231.3631 | 223.5626 | 702.0815 | 1930.8603
Steam Turbine (ST) | 0 | 0 | 0 | 0 | 0 | 0 | 0 | 0
Power to Heat (PtH) | 0 | 0 | 0 | 0 | 0 | 0 | 0 | 0
Internal Combustion Engine (ICE) | 955.368 | 1883.7115 | 1895.6851 | 318.6312 | 809.771 | 503.0159 | 0 | 0
Gas Storage | 0 | 0 | 0 | 0 | 0 | 0 | 0 | 0
Power-to-Gas (PtG) | 0 | 0 | 0 | 0 | 0 | 0 | 0 | 0
Battery Storage large-scale | 0 | 0 | 0 | 0 | 0 | 0 | 0 | 627.9645
Battery Storage prosumer | 0 | 0 | 0 | 0 | 0 | 0 | 153.9179 | 1239.4036
Pumped Hydro Storage (PHS) | 0 | 0 | 0 | 0 | 0 | 0 | 0 | 0
Adiabatic Compressed Air Energy Storage (A-CAES) | 0 | 0 | 0 | 0 | 0 | 0 | 0 | 0
Total | 1241.9784 | 6980.0074 | 2878.6329 | 3351.3052 | 1955.0186 | 3101.6263 | 8344.0173 | 11023.6312
Sub-Saharan Africa | Decomissioning Jobs Created 2010-15: Decomissioning Jobs Created
Technologies | 2010-15 | 2015-20 | 2020-25 | 2025-30 | 2030-35 | 2035-40 | 2040-45 | 2045-50
Wind onshore | 0 | 0 | 0 | 0 | 0 | 0 | 609.1962 | 2354.6274
Wind offshore | 0 | 0 | 0 | 0 | 0 | 0 | 0 | 0
PV Utility-scale | 0 | 0 | 0 | 0 | 0 | 0 | 0 | 657.9106
PV rooftop | 0 | 0 | 0 | 0 | 0 | 0 | 0 | 0
Biomass | 0 | 0 | 0 | 0 | 0 | 0 | 0 | 0
Hydro Dam | 6652.7078 | 8554.7157 | 4889.1143 | 2218.7894 | 0 | 1945.9736 | 1880.364 | 5450.8994
Hydro RoR | 8315.8848 | 7128.9298 | 6111.3929 | 0 | 0 | 4864.934 | 0 | 4542.4161
Geothermal | 0 | 0 | 0 | 0 | 0 | 0 | 0 | 0
CSP | 0 | 0 | 0 | 0 | 0 | 0 | 0 | 0
CHP Biogas | 0 | 0 | 0 | 0 | 0 | 0 | 806.2891 | 0
Waste-to-energy | 0 | 0 | 0 | 0 | 0 | 0 | 0 | 0
Methanation | 0 | 0 | 0 | 0 | 0 | 0 | 0 | 0
Coal PP (Hard Coal) | 4944.5802 | 8477.6462 | 14535.2047 | 8245.5011 | 16464.7682 | 5785.327 | 6987.8392 | 1350.448
Nuclear PP | 0 | 0 | 0 | 9494.8195 | 0 | 0 | 0 | 0
OCGT | 0 | 271.7194 | 232.936 | 211.4231 | 191.8971 | 185.4271 | 0 | 692.5375
CCGT | 0 | 0 | 0 | 0 | 0 | 0 | 179.1754 | 173.1344
Steam Turbine (ST) | 0 | 0 | 0 | 0 | 0 | 0 | 0 | 0
Power to Heat (PtH) | 0 | 0 | 0 | 0 | 0 | 0 | 0 | 0
Internal Combustion Engine (ICE) | 0 | 271.7194 | 465.8719 | 211.4231 | 959.4853 | 370.8543 | 0 | 0
Gas Storage | 0 | 0 | 0 | 0 | 0 | 0 | 0 | 0
Power-to-Gas (PtG) | 0 | 0 | 0 | 0 | 0 | 0 | 0 | 0
Battery Storage large-scale | 0 | 0 | 0 | 0 | 0 | 0 | 0 | 3399.2047
Battery Storage prosumer | 0 | 0 | 0 | 0 | 0 | 0 | 170.2166 | 4111.9412
Pumped Hydro Storage (PHS) | 0 | 0 | 3259.4095 | 0 | 0 | 0 | 0 | 0
Adiabatic Compressed Air Energy Storage (A-CAES) | 0 | 0 | 0 | 0 | 0 | 0 | 0 | 0
Total | 19913.1728 | 24704.7305 | 29493.9294 | 20381.9562 | 17616.1506 | 13152.516 | 10633.0805 | 22733.1191
SAARC | Decomissioning Jobs Created 2010-15: Decomissioning Jobs Created
Technologies | 2010-15 | 2015-20 | 2020-25 | 2025-30 | 2030-35 | 2035-40 | 2040-45 | 2045-50
Wind onshore | 0 | 573.4343 | 441.3347 | 0 | 919.0509 | 2587.4948 | 2967.8934 | 253.2062
Wind offshore | 0 | 0 | 0 | 0 | 0 | 0 | 0 | 0
PV Utility-scale | 0 | 0 | 0 | 0 | 0 | 0 | 0 | 1697.9707
PV rooftop | 0 | 0 | 0 | 0 | 0 | 0 | 0 | 0
Biomass | 0 | 0 | 0 | 162.2204 | 135.1546 | 380.5139 | 119.0332 | 223.4172
Hydro Dam | 11498.8397 | 5309.9403 | 4086.7117 | 3404.8592 | 945.5904 | 5324.4278 | 4163.9963 | 3907.7698
Hydro RoR | 5749.4198 | 8849.9004 | 3405.5931 | 2837.3826 | 2363.976 | 4437.0232 | 8327.9926 | 9769.4246
Geothermal | 0 | 0 | 0 | 0 | 0 | 0 | 0 | 0
CSP | 0 | 0 | 0 | 0 | 0 | 0 | 0 | 0
CHP Biogas | 0 | 0 | 0 | 0 | 0 | 0 | 2737.7626 | 0
Waste-to-energy | 0 | 0 | 0 | 0 | 0 | 0 | 0 | 0
Methanation | 0 | 0 | 0 | 0 | 0 | 0 | 0 | 0
Coal PP (Hard Coal) | 3418.574 | 3946.5772 | 7087.3153 | 8435.4619 | 11244.8587 | 7255.1324 | 6189.7242 | 5808.8471
Nuclear PP | 0 | 0 | 0 | 0 | 0 | 1898.7261 | 1781.8903 | 0
OCGT | 0 | 0 | 129.8043 | 216.2939 | 180.2061 | 84.5587 | 79.3554 | 148.9448
CCGT | 0 | 0 | 0 | 324.4408 | 270.3091 | 422.7933 | 238.0663 | 446.8344
Steam Turbine (ST) | 0 | 0 | 0 | 0 | 0 | 0 | 0 | 0
Power to Heat (PtH) | 0 | 0 | 0 | 0 | 0 | 0 | 0 | 0
Internal Combustion Engine (ICE) | 438.2787 | 674.6286 | 908.6302 | 108.1469 | 180.2061 | 84.5587 | 0 | 0
Gas Storage | 0 | 0 | 0 | 0 | 0 | 0 | 0 | 0
Power-to-Gas (PtG) | 0 | 0 | 0 | 0 | 0 | 0 | 0 | 0
Battery Storage large-scale | 0 | 0 | 0 | 0 | 0 | 0 | 0 | 4103.4291
Battery Storage prosumer | 0 | 0 | 0 | 0 | 0 | 0 | 0 | 9763.3314
Pumped Hydro Storage (PHS) | 0 | 0 | 0 | 0 | 0 | 0 | 4441.5961 | 1042.072
Adiabatic Compressed Air Energy Storage (A-CAES) | 0 | 0 | 0 | 0 | 0 | 0 | 0 | 0
Total | 21105.1122 | 19354.4808 | 16059.3892 | 15488.8057 | 16239.3518 | 22475.2288 | 31047.3105 | 37165.2472
Northeast Asia | Decomissioning Jobs Created 2010-15: Decomissioning Jobs Created
Technologies | 2010-15 | 2015-20 | 2020-25 | 2025-30 | 2030-35 | 2035-40 | 2040-45 | 2045-50
Wind onshore | 319.379 | 0 | 230.31 | 0 | 405.9273 | 9382.3648 | 13937.973 | 41814.1207
Wind offshore | 0 | 0 | 0 | 0 | 0 | 0 | 0 | 0
PV Utility-scale | 0 | 0 | 0 | 0 | 0 | 455.9205 | 0 | 11510.6968
PV rooftop | 0 | 0 | 0 | 0 | 0 | 1025.8212 | 0 | 9323.6644
Biomass | 0 | 0 | 0 | 0 | 89.5428 | 359.9373 | 271.2841 | 0
Hydro Dam | 2957.4152 | 1674.2653 | 3554.41 | 4004.0684 | 4385.3172 | 14479.949 | 22143.3572 | 48955.5994
Hydro RoR | 2464.5127 | 2092.8316 | 3554.41 | 5005.0856 | 6264.7389 | 15739.075 | 11071.6786 | 60399.7654
Geothermal | 0 | 0 | 0 | 0 | 0 | 0 | 0 | 0
CSP | 0 | 0 | 0 | 0 | 0 | 0 | 0 | 0
CHP Biogas | 0 | 0 | 0 | 0 | 0 | 89.9843 | 2803.2688 | 0
Waste-to-energy | 0 | 0 | 0 | 0 | 0 | 89.9843 | 90.428 | 0
Methanation | 0 | 0 | 0 | 0 | 0 | 0 | 0 | 0
Coal PP (Hard Coal) | 2930.7718 | 7466.3182 | 6340.2988 | 7935.9915 | 15365.5419 | 21056.3301 | 39969.1873 | 80805.0916
Nuclear PP | 0 | 3582.3244 | 7605.1564 | 15706.6499 | 16085.1403 | 16164.4554 | 12183.1213 | 16324.2609
OCGT | 281.805 | 239.3051 | 0 | 254.3587 | 417.8663 | 779.8641 | 361.7121 | 1635.7306
CCGT | 93.935 | 79.7684 | 203.2147 | 127.1794 | 477.5615 | 599.8954 | 361.7121 | 848.1566
Steam Turbine (ST) | 0 | 0 | 0 | 0 | 0 | 0 | 783.7096 | 0
Power to Heat (PtH) | 0 | 0 | 0 | 0 | 0 | 0 | 0 | 0
Internal Combustion Engine (ICE) | 469.675 | 2871.6609 | 2912.7441 | 254.3587 | 179.0856 | 179.9686 | 0 | 0
Gas Storage | 0 | 0 | 0 | 0 | 0 | 0 | 0 | 0
Power-to-Gas (PtG) | 0 | 0 | 0 | 0 | 0 | 0 | 0 | 0
Battery Storage large-scale | 0 | 0 | 0 | 0 | 0 | 0 | 38.1807 | 230.2139
Battery Storage prosumer | 0 | 0 | 0 | 0 | 0 | 0 | 3436.265 | 10647.3946
Pumped Hydro Storage (PHS) | 5257.627 | 5580.8843 | 3791.3706 | 4448.9649 | 5847.0896 | 3357.6693 | 5061.3388 | 11020.3081
Adiabatic Compressed Air Energy Storage (A-CAES) | 0 | 0 | 0 | 0 | 0 | 0 | 0 | 0
Total | 14775.1207 | 23587.3581 | 28191.9146 | 37736.6571 | 49517.8114 | 83761.2195 | 112513.2165 | 293515.0031
Southeast Asia | Decomissioning Jobs Created 2010-15: Decomissioning Jobs Created
Technologies | 2010-15 | 2015-20 | 2020-25 | 2025-30 | 2030-35 | 2035-40 | 2040-45 | 2045-50
Wind onshore | 0 | 0 | 0 | 0 | 234.8528 | 453.8692 | 657.8501 | 1483.2306
Wind offshore | 0 | 0 | 0 | 0 | 0 | 0 | 0 | 0
PV Utility-scale | 0 | 0 | 0 | 0 | 0 | 0 | 0 | 473.6367
PV rooftop | 0 | 0 | 0 | 0 | 0 | 380.4492 | 0 | 1420.91
Biomass | 0 | 0 | 0 | 112.5204 | 103.6115 | 100.1182 | 96.7427 | 186.9618
Hydro Dam | 1119.9478 | 1957.0069 | 1709.8458 | 3148.9348 | 724.9039 | 2801.8533 | 2030.5404 | 6540.2653
Hydro RoR | 2799.8694 | 2446.2586 | 2137.3072 | 3936.1685 | 0 | 3502.3166 | 3384.234 | 8175.3316
Geothermal | 0 | 0 | 0 | 0 | 0 | 0 | 64.4951 | 0
CSP | 0 | 0 | 0 | 0 | 0 | 0 | 0 | 0
CHP Biogas | 0 | 0 | 0 | 0 | 0 | 200.2364 | 2321.8238 | 0
Waste-to-energy | 0 | 0 | 0 | 0 | 0 | 0 | 0 | 0
Methanation | 0 | 0 | 0 | 0 | 0 | 0 | 0 | 0
Coal PP (Hard Coal) | 832.3936 | 2909.0642 | 3177.0783 | 6436.1675 | 3232.6795 | 2603.0732 | 5030.6182 | 3402.7056
Nuclear PP | 0 | 0 | 0 | 0 | 0 | 0 | 0 | 0
OCGT | 106.7171 | 186.4785 | 162.9271 | 150.0272 | 759.8178 | 600.7092 | 515.9608 | 685.5268
CCGT | 0 | 0 | 0 | 0 | 276.2974 | 800.9456 | 773.9413 | 685.5268
Steam Turbine (ST) | 0 | 0 | 0 | 0 | 0 | 0 | 0 | 0
Power to Heat (PtH) | 0 | 0 | 0 | 0 | 0 | 0 | 0 | 0
Internal Combustion Engine (ICE) | 213.4343 | 559.4354 | 407.3177 | 150.0272 | 207.223 | 133.4909 | 0 | 0
Gas Storage | 0 | 0 | 0 | 0 | 0 | 0 | 0 | 0
Power-to-Gas (PtG) | 0 | 0 | 0 | 0 | 0 | 0 | 0 | 0
Battery Storage large-scale | 0 | 0 | 0 | 0 | 0 | 0 | 0 | 3670.6843
Battery Storage prosumer | 0 | 0 | 0 | 0 | 0 | 0 | 735.2442 | 5032.3897
Pumped Hydro Storage (PHS) | 2986.5273 | 0 | 1139.8972 | 0 | 0 | 0 | 1804.9248 | 0
Adiabatic Compressed Air Energy Storage (A-CAES) | 0 | 0 | 0 | 0 | 0 | 0 | 0 | 0
Total | 8058.8895 | 8058.2436 | 8734.3732 | 13933.8457 | 5539.3859 | 11577.0618 | 17416.3753 | 31757.1693
North America | Decomissioning Jobs Created 2010-15: Decomissioning Jobs Created
Technologies | 2010-15 | 2015-20 | 2020-25 | 2025-30 | 2030-35 | 2035-40 | 2040-45 | 2045-50
Wind onshore | 267.0881 | 0 | 251.9168 | 0 | 1663.1557 | 8553.3721 | 7840.5911 | 10454.1215
Wind offshore | 0 | 0 | 0 | 0 | 0 | 0 | 0 | 0
PV Utility-scale | 0 | 0 | 0 | 0 | 0 | 531.0917 | 0 | 3983.188
PV rooftop | 0 | 0 | 0 | 0 | 0 | 398.3188 | 0 | 4381.5068
Biomass | 0 | 114.4374 | 111.1397 | 323.802 | 104.8207 | 104.8207 | 314.4622 | 0
Hydro Dam | 9892.8273 | 9607.7506 | 8553.3148 | 4530.8734 | 3666.82 | 27867.8317 | 9533.7319 | 7333.6399
Hydro RoR | 6183.0171 | 10008.0736 | 7775.7407 | 5663.5917 | 3666.82 | 47668.6594 | 14667.2798 | 22000.9197
Geothermal | 0 | 0 | 0 | 71.956 | 69.8805 | 0 | 0 | 0
CSP | 0 | 0 | 0 | 0 | 0 | 0 | 437.9177 | 0
CHP Biogas | 0 | 0 | 0 | 0 | 104.8207 | 524.1037 | 4507.2917 | 209.6415
Waste-to-energy | 0 | 114.4374 | 222.2795 | 107.934 | 0 | 0 | 0 | 104.8207
Methanation | 0 | 0 | 0 | 0 | 0 | 0 | 0 | 0
Coal PP (Hard Coal) | 30023.8396 | 69623.7334 | 66461.5676 | 27501.5851 | 10901.3566 | 7085.8818 | 2180.2713 | 3270.407
Nuclear PP | 5291.7714 | 47966.6228 | 28283.3812 | 42009.224 | 50212.3093 | 6276.5387 | 7845.6733 | 0
OCGT | 2592.3252 | 762.9162 | 444.559 | 647.604 | 1118.0879 | 1816.8928 | 5800.0808 | 1607.2513
CCGT | 942.6637 | 381.4581 | 296.3727 | 647.604 | 1327.7293 | 2096.4147 | 9294.1053 | 2236.1757
Steam Turbine (ST) | 0 | 0 | 0 | 0 | 0 | 0 | 0 | 69.8805
Power to Heat (PtH) | 0 | 0 | 0 | 0 | 0 | 0 | 0 | 0
Internal Combustion Engine (ICE) | 235.6659 | 2365.0403 | 2148.7017 | 287.824 | 139.761 | 0 | 0 | 0
Gas Storage | 0 | 0 | 0 | 0 | 0 | 0 | 0 | 0
Power-to-Gas (PtG) | 0 | 0 | 0 | 0 | 0 | 0 | 0 | 0
Battery Storage large-scale | 0 | 0 | 0 | 0 | 0 | 0 | 531.0917 | 0
Battery Storage prosumer | 0 | 0 | 0 | 0 | 0 | 0 | 398.3188 | 32064.6634
Pumped Hydro Storage (PHS) | 5496.0152 | 1067.5278 | 2073.5309 | 0 | 1955.6373 | 0 | 1955.6373 | 2933.456
Adiabatic Compressed Air Energy Storage (A-CAES) | 0 | 0 | 0 | 0 | 0 | 0 | 0 | 0
Total | 60925.2134 | 142011.9976 | 116622.5045 | 81791.9984 | 74931.199 | 102923.9261 | 65306.453 | 90649.672
South America | Decomissioning Jobs Created 2010-15: Decomissioning Jobs Created
Technologies | 2010-15 | 2015-20 | 2020-25 | 2025-30 | 2030-35 | 2035-40 | 2040-45 | 2045-50
Wind onshore | 0 | 0 | 0 | 0 | 0 | 264.3585 | 1788.1184 | 7898.6559
Wind offshore | 0 | 0 | 0 | 0 | 0 | 0 | 0 | 0
PV Utility-scale | 0 | 0 | 0 | 0 | 0 | 0 | 0 | 551.7443
PV rooftop | 0 | 0 | 0 | 0 | 0 | 0 | 0 | 0
Biomass | 0 | 0 | 0 | 132.9795 | 482.7926 | 583.1437 | 338.0896 | 0
Hydro Dam | 13947.9209 | 19131.3373 | 22550.901 | 4651.865 | 7600.0333 | 13871.6106 | 10250.0575 | 9142.5886
Hydro RoR | 3486.9802 | 14946.3573 | 17938.2167 | 13955.5951 | 2111.1204 | 10199.7137 | 7884.6596 | 13332.9416
Geothermal | 0 | 0 | 0 | 0 | 0 | 0 | 0 | 0
CSP | 0 | 0 | 0 | 0 | 0 | 0 | 0 | 0
CHP Biogas | 0 | 0 | 0 | 0 | 0 | 0 | 4733.2546 | 0
Waste-to-energy | 0 | 0 | 0 | 0 | 0 | 0 | 0 | 0
Methanation | 0 | 0 | 0 | 0 | 0 | 0 | 0 | 0
Coal PP (Hard Coal) | 0 | 888.7023 | 761.8548 | 691.4935 | 627.6304 | 0 | 1172.044 | 0
Nuclear PP | 0 | 0 | 0 | 1990.663 | 0 | 0 | 0 | 0
OCGT | 132.9064 | 227.8724 | 195.3474 | 177.306 | 160.9309 | 233.2575 | 450.7862 | 508.1856
CCGT | 0 | 227.8724 | 0 | 0 | 80.4654 | 622.02 | 450.7862 | 435.5876
Steam Turbine (ST) | 0 | 0 | 0 | 0 | 0 | 0 | 0 | 0
Power to Heat (PtH) | 0 | 0 | 0 | 0 | 0 | 0 | 0 | 0
Internal Combustion Engine (ICE) | 0 | 569.681 | 586.0421 | 177.306 | 724.1889 | 388.7625 | 0 | 0
Gas Storage | 0 | 0 | 0 | 0 | 0 | 0 | 0 | 0
Power-to-Gas (PtG) | 0 | 0 | 0 | 0 | 0 | 0 | 0 | 0
Battery Storage large-scale | 0 | 0 | 0 | 0 | 0 | 0 | 0 | 137.9361
Battery Storage prosumer | 0 | 0 | 0 | 0 | 0 | 0 | 785.1192 | 9034.8136
Pumped Hydro Storage (PHS) | 0 | 0 | 0 | 1240.4973 | 0 | 0 | 0 | 0
Adiabatic Compressed Air Energy Storage (A-CAES) | 0 | 0 | 0 | 0 | 0 | 0 | 0 | 0
Total | 17567.8075 | 35991.8227 | 42032.3619 | 23017.7054 | 11787.1618 | 26162.8664 | 27852.9152 | 41042.4533

## Grid Jobs
Global | Grid jobs created
| 2015 | 2020 | 2025 | 2030 | 2035 | 2040 | 2045 | 2050 | [14 empty] | Contents
Total | 0 | 48065.9195 | 204101.9921 | 116379.2396 | 35727.1773 | 12171.6639 | 31064.6937 | 64729.6332
Europe | Grid jobs created | [8 empty] | Grid Investment (b€)
| 2015 | 2020 | 2025 | 2030 | 2035 | 2040 | 2045 | 2050 | Employment Factor (5045 jobs/b€) | 2015 | 2020 | 2025 | 2030 | 2035 | 2040 | 2045 | 2050 | Ref. for 4275 jobs/bUSD: WIRES, 2011 - The brattle group, US IMPLAN model
Grid Investment | 0 | 0 | 0 | 0 | 0 | 0 | 0 | 0 | Grid Investment for 5-year intervals | 0 | 0 | 0 | 0 | 0 | 0 | 0 | 0 |  | € | USD
Total | 0 | 0 | 0 | 0 | 0 | 0 | 0 | 0 | Grid Investment annualised | 0 | 0 | 0 | 0 | 0 | 0 | 0 | 0 |  | 1 | 1.18 | remark: | we model only the tranmission grids from interconnected sub-regions which belong to the same national state
[19 empty] | 5044.5 | 4275 |  | the real capacity increase will be much higher than the reported numbers here
Eurasia | Grid jobs created | [8 empty] | Grid Investment (b€)
| 2015 | 2020 | 2025 | 2030 | 2035 | 2040 | 2045 | 2050 |  | 2015 | 2020 | 2025 | 2030 | 2035 | 2040 | 2045 | 2050
Grid Investment | 0 | 0 | 2 | 0.8 | 0.8 | 0.2 | 0 | 0.2 |  | 0 | 0 | 10 | 4 | 4 | 1 | 0 | 1
Total | 0 | 0 | 17668.7946 | 6863.6609 | 6665.6841 | 1666.421 | 0 | 1666.421 |  | 0 | 0 | 2 | 0.8 | 0.8 | 0.2 | 0 | 0.2
MENA | Grid jobs created | [8 empty] | Grid Investment (b€)
| 2015 | 2020 | 2025 | 2030 | 2035 | 2040 | 2045 | 2050 |  | 2015 | 2020 | 2025 | 2030 | 2035 | 2040 | 2045 | 2050
Grid Investment | 0 | 0 | 0 | 0 | 0 | 0 | 0 | 0 |  | 0 | 0 | 0 | 0 | 0 | 0 | 0 | 0
Total | 0 | 0 | 0 | 0 | 0 | 0 | 0 | 0 |  | 0 | 0 | 0 | 0 | 0 | 0 | 0 | 0
Sub-Saharan Africa | Grid jobs created | [8 empty] | Grid Investment (b€)
| 2015 | 2020 | 2025 | 2030 | 2035 | 2040 | 2045 | 2050 |  | 2015 | 2020 | 2025 | 2030 | 2035 | 2040 | 2045 | 2050
Grid Investment | 0 | 0 | 0.2 | 0 | 0.4 | 0 | 0.2 | 1 |  | 0 | 0 | 1 | 0 | 2 | 0 | 1 | 5
Total | 0 | 0 | 5554.7606 | 0 | 9152.2339 | 0 | 4272.746 | 20643.4398 |  | 0 | 0 | 0.2 | 0 | 0.4 | 0 | 0.2 | 1
SAARC | Grid jobs created | [8 empty] | Grid Investment (b€)
| 2015 | 2020 | 2025 | 2030 | 2035 | 2040 | 2045 | 2050 |  | 2015 | 2020 | 2025 | 2030 | 2035 | 2040 | 2045 | 2050
Grid Investment | 0 | 0.4 | 3 | 2.8 | 0.8 | 0.8 | 1.8 | 2.6 |  | 0 | 2 | 15 | 14 | 4 | 4 | 9 | 13
Total | 0 | 8043.8419 | 46431.1195 | 36105.3105 | 8594.6499 | 8065.7886 | 17031.3076 | 23086.9986 |  | 0 | 0.4 | 3 | 2.8 | 0.8 | 0.8 | 1.8 | 2.6
Northeast Asia | Grid jobs created | [8 empty] | Grid Investment (b€)
| 2015 | 2020 | 2025 | 2030 | 2035 | 2040 | 2045 | 2050 |  | 2015 | 2020 | 2025 | 2030 | 2035 | 2040 | 2045 | 2050
Grid Investment | 0 | 0 | 5 | 8 | 0.2 | 0.2 | 0.4 | 0 |  | 0 | 0 | 25 | 40 | 1 | 1 | 2 | 0
Total | 0 | 0 | 40383.3807 | 60656.226 | 1423.5349 | 1430.5543 | 2875.2166 | 0 |  | 0 | 0 | 5 | 8 | 0.2 | 0.2 | 0.4 | 0
Southeast Asia | Grid jobs created | [8 empty] | Grid Investment (b€)
| 2015 | 2020 | 2025 | 2030 | 2035 | 2040 | 2045 | 2050 |  | 2015 | 2020 | 2025 | 2030 | 2035 | 2040 | 2045 | 2050
Grid Investment | 0 | 0.2 | 0.2 | 0.4 | 0 | 0 | 0.4 | 2 |  | 0 | 1 | 1 | 2 | 0 | 0 | 2 | 10
Total | 0 | 2223.4507 | 1942.6389 | 3577.6581 | 0 | 0 | 3075.9943 | 14861.4272 |  | 0 | 0.2 | 0.2 | 0.4 | 0 | 0 | 0.4 | 2
North America | Grid jobs created | [8 empty] | Grid Investment (b€)
| 2015 | 2020 | 2025 | 2030 | 2035 | 2040 | 2045 | 2050 |  | 2015 | 2020 | 2025 | 2030 | 2035 | 2040 | 2045 | 2050
Grid Investment | 0 | 4.8 | 17.8 | 1.4 | 1.2 | 0.2 | 0.4 | 0.2 |  | 0 | 24 | 89 | 7 | 6 | 1 | 2 | 1
Total | 0 | 24213.6 | 89792.1 | 7062.3 | 6053.4 | 1008.9 | 2017.8 | 1008.9 |  | 0 | 4.8 | 17.8 | 1.4 | 1.2 | 0.2 | 0.4 | 0.2
South America | Grid jobs created | [8 empty] | Grid Investment (b€)
| 2015 | 2020 | 2025 | 2030 | 2035 | 2040 | 2045 | 2050 |  | 2015 | 2020 | 2025 | 2030 | 2035 | 2040 | 2045 | 2050
Grid Investment | 0 | 1 | 0.2 | 0.2 | 0.4 | 0 | 0.2 | 0.4 |  | 0 | 5 | 1 | 1 | 2 | 0 | 1 | 2
Total | 0 | 13585.0269 | 2329.1978 | 2114.0841 | 3837.6745 | 0 | 1791.6291 | 3462.4465 |  | 0 | 1 | 0.2 | 0.2 | 0.4 | 0 | 0.2 | 0.4

## Total Regional Jobs
Europe | Annual Job creation during the transition | [7 empty] | Europe | Categorywise distribution of Jobs
Technologies | 2010-15 | 2015-20 | 2020-25 | 2025-30 | 2030-35 | 2035-40 | 2040-45 | 2045-50 | Category | 2010-15 | 2015-20 | 2020-25 | 2025-30 | 2030-35 | 2035-40 | 2040-45 | 2045-50 | 2010-15 | 2015-20 | 2020-25 | 2025-30 | 2030-35 | 2035-40 | 2040-45 | 2045-50 | Contents
Wind onshore | 110954.9191 | 163619.3097 | 399877.7597 | 326441.6339 | 271539.8997 | 228785.3515 | 217713.4296 | 263663.967 | Manufacturing [Local] | 279393.4394 | 345103.4784 | 544475.567 | 416190.5703 | 399584.8174 | 458100.5365 | 376000.8323 | 347508.8295 | 13.41% | 11.87% | 14.98% | 12.11% | 12.19% | 12.39% | 10.5% | 10.29%
Wind offshore | 24798.9791 | 1406.579 | 1309.141 | 1769.3727 | 2137.1156 | 3545.567 | 0 | 0 | Manufacturing [Export] | 47309.4657 | 68549.6889 | 156392.6026 | 134860.7436 | 57458.4373 | 32479.6351 | 23567.3207 | 15338.0002 | 2.271% | 2.359% | 4.302% | 3.923% | 1.753% | 0.8783% | 0.6584% | 0.4541%
PV Utility-scale | 191369.0224 | 302821.1632 | 233691.7762 | 267939.5269 | 336870.5517 | 370617.8532 | 306745.2639 | 272821.9805 | Construction & Installation | 661809.6429 | 1005802.7616 | 1255977.4835 | 984367.345 | 796720.2712 | 1003048.1158 | 917837.295 | 690813.0543 | 31.77% | 34.61% | 34.55% | 28.64% | 24.31% | 27.13% | 25.64% | 20.45%
PV rooftop | 322943.5519 | 553540.7829 | 1291875.0735 | 1386018.2332 | 1355692.0802 | 1486346.2887 | 1355964.84 | 1455143.0032 | Operation & Maintenance | 523915.1502 | 971684.1154 | 1300592.2086 | 1574589.8583 | 1745715.8824 | 1921596.157 | 1992500.2168 | 2047617.4777 | 25.15% | 33.43% | 35.77% | 45.81% | 53.26% | 51.97% | 55.66% | 60.62%
Biomass | 76935.4169 | 56588.6575 | 118496.0028 | 103484.6059 | 101141.656 | 102764.2068 | 113061.843 | 108898.7149 | Fuel | 540345.374 | 471523.3871 | 308199.424 | 248633.0374 | 215294.925 | 189158.9095 | 205655.9895 | 187010.5235 | 25.94% | 16.22% | 8.478% | 7.233% | 6.568% | 5.115% | 5.745% | 5.537%
Hydro Dam | 85354.5405 | 63297.9614 | 92377.8723 | 71691.0295 | 78313.1531 | 161155.691 | 91732.7249 | 98858.8203 | Transmission | 0 | 0 | 0 | 0 | 0 | 0 | 0 | 0 | 0% | 0% | 0% | 0% | 0% | 0% | 0% | 0%
Hydro RoR | 109607.5015 | 67242.5608 | 75202.3084 | 68943.8284 | 54527.6026 | 219021.2834 | 119483.144 | 113194.873 | Decommissioning | 30038.058 | 43823.5262 | 69854.553 | 78872.3369 | 63109.6676 | 93462.6064 | 63924.1494 | 89391.8247 | 1.442% | 1.508% | 1.921% | 2.294% | 1.925% | 2.527% | 1.786% | 2.647%
Geothermal | 3108.6842 | 2675.2517 | 7721.2966 | 4509.8955 | 4900.0921 | 2846.1842 | 2888.5374 | 2931.5208 | Total | 2082811.1303 | 2906486.9577 | 3635491.8386 | 3437513.8915 | 3277884.0008 | 3697845.9602 | 3579485.8038 | 3377679.7099
CSP | 6378.0792 | 1036.9548 | 980.9572 | 810.4436 | 779.0144 | 1048.553 | 778.1388 | 378.3025
CHP Biogas | 164495.6201 | 868089.0048 | 423548.5331 | 474007.8352 | 417347.7577 | 511368.8444 | 761705.5105 | 454195.704
Waste-to-energy | 42212.1001 | 126409.2525 | 105082.3371 | 101592.6076 | 104338.3254 | 103415.2998 | 125453.2558 | 93429.3201
Methanation | 0 | 53.3544 | 0 | 0 | 3610.3131 | 19864.9681 | 30691.213 | 18606.3704
Coal PP | 639070.9223 | 325322.0366 | 157225.3749 | 89396.8759 | 48677.8735 | 22095.7772 | 11610.3192 | 5032.444
Nuclear PP | 89854.9195 | 91120.608 | 98890.0011 | 85342.1903 | 53505.764 | 17065.7776 | 10030.9339 | 7987.156
OCGT | 84891.9702 | 82599.578 | 93062.8197 | 74829.9552 | 69187.1588 | 67981.3971 | 66733.3989 | 85580.4939
CCGT | 64945.4488 | 30946.2302 | 27681.5353 | 33719.0822 | 33370.1287 | 29119.5797 | 30526.6386 | 39994.7539
Steam Turbine | 0 | 9.7348 | 146.1207 | 229.8891 | 4015.2957 | 1577.8346 | 954.4526 | 827.9618
Power to Heat | 0 | 1519.852 | 3468.3842 | 1288.6345 | 11849.4173 | 6616.0974 | 4689.1553 | 5976.6869
ICE | 20279.8936 | 8450.6605 | 2831.379 | 906.824 | 344.2645 | 50.1731 | 0 | 0
Gas Storage | 0 | 97.9424 | 392.3039 | 954.908 | 884.8227 | 1397.3763 | 1858.5526 | 1447.7152
Power-to-Gas | 0 | 39.9916 | 0 | 21.104 | 6521.2857 | 24680.3302 | 41914.3619 | 18127.4252
Battery Storage large-scale | 0 | 245.2709 | 5426.6349 | 83383.9563 | 138574.8414 | 140418.0598 | 104226.9739 | 71712.4675
Battery Storage prosumer | 0 | 118345.6634 | 300867.8383 | 217418.1283 | 144057.7016 | 118663.1858 | 127486.0131 | 205312.6891
Pumped Hydro Storage | 45609.5607 | 40827.2451 | 194802.5497 | 42721.5073 | 35597.8438 | 56900.7557 | 49297.7041 | 50031.288
A-CAES | 0 | 181.3113 | 533.8389 | 91.8238 | 100.0417 | 499.5244 | 3939.399 | 3526.0518
Transmission | 0 | 0 | 0 | 0 | 0 | 0 | 0 | 0 | Jobs specific [jobs/TWh,el] | 520.4262 | 701.2335 | 849.3461 | 771.6337 | 705.5119 | 757.2758 | 697.5126 | 636.8371
Total | 2082811.1303 | 2906486.9577 | 3635491.8386 | 3437513.8915 | 3277884.0008 | 3697845.9602 | 3579485.8038 | 3377679.7099 | electricity demand [TWh,el] | 4002.1257 | 4144.8202 | 4280.3419 | 4454.852 | 4646.1072 | 4883.0898 | 5131.7866 | 5303.8367
Eurasia | Annual Job creation during the transition 2010-15: Annual Job creation during the transition | Eurasia | Categorywise distribution of Jobs
Technologies | 2010-15 | 2015-20 | 2020-25 | 2025-30 | 2030-35 | 2035-40 | 2040-45 | 2045-50 | Category | 2010-15 | 2015-20 | 2020-25 | 2025-30 | 2030-35 | 2035-40 | 2040-45 | 2045-50 | 2010-15 | 2015-20 | 2020-25 | 2025-30 | 2030-35 | 2035-40 | 2040-45 | 2045-50
Wind onshore | 0 | 42105.3179 | 353498.0624 | 146715.9393 | 127817.3361 | 113660.9533 | 111633.4596 | 157783.6439 | Manufacturing [Local] | 66272.7828 | 63216.8906 | 203069.7899 | 90599.78 | 70689.5622 | 99002.6731 | 101641.2411 | 141713.9951 | 11.69% | 9.497% | 23.3% | 14.17% | 12.44% | 13.93% | 13.14% | 15.31%
Wind offshore | 0 | 0 | 0 | 0 | 0 | 0 | 0 | 0 | Manufacturing [Export] | 0 | 0 | 0 | 0 | 0 | 0 | 0 | 0 | 0% | 0% | 0% | 0% | 0% | 0% | 0% | 0%
PV Utility-scale | 0 | 28670.9703 | 90889.3006 | 188679.6556 | 122027.3257 | 125827.9071 | 111700.5255 | 123455.4554 | Construction & Installation | 133847.7746 | 147342.1145 | 305494.9486 | 195664.9935 | 137272.9143 | 205101.3125 | 223347.6456 | 265611.0222 | 23.61% | 22.13% | 35.05% | 30.6% | 24.15% | 28.87% | 28.87% | 28.7%
PV rooftop | 0 | 0 | 24158.8988 | 61883.2404 | 98539.1357 | 154339.8149 | 220039.8747 | 287284.9498 | Operation & Maintenance | 128692.1658 | 156084.1436 | 258846.6963 | 294306.8745 | 317723.6401 | 365744.3226 | 414783.5994 | 474524.1022 | 22.7% | 23.45% | 29.7% | 46.03% | 55.91% | 51.48% | 53.61% | 51.28%
Biomass | 0 | 11702.7189 | 16413.4523 | 16666.6734 | 15521.3881 | 12465.1991 | 12484.3148 | 15515.3812 | Fuel | 219539.3405 | 265031.7443 | 60290.037 | 30337.9936 | 24065.4099 | 20556.2005 | 21557.7592 | 19079.5479 | 38.73% | 39.81% | 6.918% | 4.745% | 4.235% | 2.893% | 2.786% | 2.062%
Hydro Dam | 74025.3826 | 70723.7198 | 61449.3672 | 38111.0401 | 33265.6549 | 73336.3991 | 57466.6666 | 69662.9723 | Transmission | 0 | 0 | 17668.7946 | 6863.6609 | 6665.6841 | 1666.421 | 0 | 1666.421 | 0% | 0% | 2.027% | 1.073% | 1.173% | 0.2345% | 0% | 0.1801%
Hydro RoR | 75347.397 | 53520.6528 | 29001.4113 | 28164.8886 | 16517.207 | 59858.3582 | 49023.0704 | 59858.3582 | Decommissioning | 18520.4856 | 33996.9335 | 26158.1198 | 21629.9751 | 11893.2361 | 18444.1298 | 12415.3492 | 22811.7028 | 3.267% | 5.107% | 3.001% | 3.383% | 2.093% | 2.596% | 1.605% | 2.465%
Geothermal | 0 | 30621.2188 | 13744.0137 | 9902.0284 | 13644.3456 | 7928.2594 | 7928.2594 | 7928.2594 | Total | 566872.5492 | 665671.8264 | 871528.3863 | 639403.2775 | 568310.4466 | 710515.0595 | 773745.5944 | 925406.7913
CSP | 0 | 0 | 0 | 0 | 0 | 0 | 0 | 0
CHP Biogas | 0 | 62848.6286 | 23889.9902 | 21467.5409 | 22136.8903 | 21161.5546 | 41613.7917 | 19345.4527
Waste-to-energy | 0 | 15257.891 | 9409.1696 | 8760.402 | 8155.372 | 7852.2267 | 8961.2965 | 7073.7018
Methanation | 0 | 0 | 0 | 0 | 0 | 12786.8969 | 23949.4594 | 25828.5873
Coal PP | 209873.5103 | 216250.212 | 49283.9255 | 14692.304 | 7092.965 | 4124.5848 | 1705.2057 | 1470.0314
Nuclear PP | 31605.303 | 27161.8538 | 23968.9666 | 19941.2915 | 13605.8323 | 4408.0854 | 2838.9508 | 4472.0999
OCGT | 72963.0893 | 81547.8863 | 145751.1793 | 49371.3703 | 44397.571 | 42821.1383 | 42292.2034 | 40025.4755
CCGT | 83512.9831 | 21042.3142 | 9221.9509 | 8726.594 | 8391.8823 | 8528.8502 | 8517.1398 | 8330.5376
Steam Turbine | 0 | 0 | 0 | 0 | 0 | 0 | 0 | 0
Power to Heat | 0 | 0 | 0 | 0 | 0 | 184.9927 | 184.9927 | 184.9927
ICE | 5423.591 | 2198.5858 | 664.1442 | 357.1634 | 0 | 0 | 0 | 0
Gas Storage | 0 | 6.2197 | 36.3248 | 105.8674 | 84.0667 | 319.8213 | 579.8304 | 692.7192
Power-to-Gas | 0 | 0 | 0 | 0 | 924.9636 | 15949.0151 | 30801.2876 | 31468.5828
Battery Storage large-scale | 247.5683 | 90.1628 | 604.8402 | 11223.0817 | 25591.0168 | 27993.089 | 17648.342 | 25104.0953
Battery Storage prosumer | 0 | 0 | 0 | 0 | 2164.2289 | 7755.2353 | 22553.8737 | 33218.0789
Pumped Hydro Storage | 13873.7248 | 1923.4736 | 1868.0458 | 7764.6199 | 1761.8354 | 7540.6556 | 1761.8354 | 1761.8354
A-CAES | 0 | 0 | 6.5483 | 5.9158 | 5.7451 | 5.6015 | 61.2142 | 3275.1596
Transmission | 0 | 0 | 17668.7946 | 6863.6609 | 6665.6841 | 1666.421 | 0 | 1666.421 | Jobs specific [jobs/TWh,el] | 524.813 | 581.4863 | 719.1013 | 498.5055 | 418.4097 | 493.2506 | 506.0412 | 567.671
Total | 566872.5492 | 665671.8264 | 871528.3863 | 639403.2775 | 568310.4466 | 710515.0595 | 773745.5944 | 925406.7913 | electricity demand [TWh,el] | 1080.142 | 1144.7765 | 1211.9688 | 1282.6404 | 1358.2632 | 1440.4749 | 1529.0171 | 1630.1817
MENA | Annual Job creation during the transition 2010-15: Annual Job creation during the transition | MENA | Categorywise distribution of Jobs
Technologies | 2010-15 | 2015-20 | 2020-25 | 2025-30 | 2030-35 | 2035-40 | 2040-45 | 2045-50 | Category | 2010-15 | 2015-20 | 2020-25 | 2025-30 | 2030-35 | 2035-40 | 2040-45 | 2045-50 | 2010-15 | 2015-20 | 2020-25 | 2025-30 | 2030-35 | 2035-40 | 2040-45 | 2045-50
Wind onshore | 3436.8929 | 3244.9157 | 200837.618 | 259305.0931 | 74810.2227 | 72176.7817 | 66082.2646 | 63321.4028 | Manufacturing [Local] | 46231.7046 | 78525.869 | 203405.8277 | 241801.5563 | 247183.8295 | 177839.1065 | 187435.7191 | 260597.8926 | 7.813% | 7.837% | 14.75% | 16.68% | 16.38% | 12.96% | 12.45% | 15.42%
Wind offshore | 0 | 0 | 0 | 0 | 0 | 0 | 0 | 0 | Manufacturing [Export] | 0 | 0 | 0 | 0 | 0 | 0 | 0 | 0 | 0% | 0% | 0% | 0% | 0% | 0% | 0% | 0%
PV Utility-scale | 8359.6436 | 284416.6767 | 482672.3939 | 472288.9888 | 627569.9705 | 437256.3267 | 343722.4741 | 443055.1892 | Construction & Installation | 81413.5652 | 329753.0985 | 581047.0157 | 588773.9929 | 594175.1023 | 444559.2853 | 480861.1517 | 503208.2024 | 13.76% | 32.91% | 42.14% | 40.61% | 39.37% | 32.39% | 31.93% | 29.77%
PV rooftop | 0 | 31089.7822 | 102362.7694 | 205391.1186 | 257212.141 | 402051.8187 | 561743.8047 | 522731.0188 | Operation & Maintenance | 131303.4607 | 234429.9569 | 394727.4244 | 521364.5988 | 622082.4977 | 712717.1157 | 798090.3094 | 891226.7265 | 22.19% | 23.4% | 28.63% | 35.96% | 41.22% | 51.93% | 53% | 52.72%
Biomass | 0 | 37126.0862 | 41557.1668 | 34575.839 | 27959.2256 | 24247.1882 | 24879.9256 | 23233.3604 | Fuel | 331527.525 | 352306.297 | 196702.9183 | 94380.3495 | 43905.2399 | 34111.7433 | 31204.2681 | 24274.5851 | 56.03% | 35.16% | 14.27% | 6.51% | 2.909% | 2.486% | 2.072% | 1.436%
Hydro Dam | 11245.5498 | 20186.8354 | 8928.2299 | 12724.8561 | 4374.8668 | 7693.8056 | 17483.1051 | 13657.0179 | Transmission | 0 | 0 | 0 | 0 | 0 | 0 | 0 | 0 | 0% | 0% | 0% | 0% | 0% | 0% | 0% | 0%
Hydro RoR | 17952.2331 | 17538.62 | 4148.8057 | 3765.6416 | 3417.8647 | 3302.6294 | 19939.1138 | 19266.8552 | Decommissioning | 1241.9784 | 6980.0074 | 2878.6329 | 3351.3052 | 1955.0186 | 3101.6263 | 8344.0173 | 11023.6312 | 0.2099% | 0.6966% | 0.2088% | 0.2312% | 0.1295% | 0.226% | 0.5541% | 0.6522%
Geothermal | 0 | 0 | 19283.3329 | 5756.999 | 2734.2918 | 2642.1036 | 2553.0235 | 2960.3363 | Total | 591718.234 | 1001995.2287 | 1378761.819 | 1449671.8027 | 1509301.688 | 1372328.877 | 1505935.4656 | 1690331.0379
CSP | 0 | 0 | 3356.0296 | 537.9488 | 455.7153 | 408.897 | 11501.2358 | 59234.5174
CHP Biogas | 0 | 87242.2456 | 29498.7544 | 31015.6375 | 22820.0434 | 21079.0696 | 41500.5428 | 19617.1824
Waste-to-energy | 0 | 13690.8792 | 6167.8676 | 5374.0736 | 4677.5554 | 4358.5888 | 4596.6844 | 3701.8529
Methanation | 0 | 0 | 0 | 0 | 30925.7212 | 41544.4811 | 44199.7469 | 37489.8551
Coal PP | 44235.9832 | 40503.1469 | 26448.0772 | 16066.7564 | 7769.9543 | 4500.3872 | 1627.2497 | 579.7325
Nuclear PP | 7295.6313 | 1162.2731 | 996.3778 | 792.0326 | 718.8842 | 591.8982 | 571.942 | 520.6797
OCGT | 198625.0737 | 322079.5866 | 352939.741 | 126633.7962 | 76055.1266 | 66856.7482 | 62513.9143 | 54683.9165
CCGT | 168806.3094 | 115138.5299 | 50033.0426 | 35618.3349 | 31621.0326 | 29630.1752 | 26909.6371 | 22147.0154
Steam Turbine | 0 | 0 | 0 | 1007.21 | 5987.6672 | 1401.7055 | 1156.9228 | 3373.2253
Power to Heat | 0 | 0 | 3500.9282 | 6055.1517 | 18529.7484 | 8275.0683 | 39230.7807 | 164186.1696
ICE | 124595.078 | 23836.0239 | 11305.1765 | 7277.5369 | 3393.6767 | 503.0159 | 0 | 0
Gas Storage | 0 | 0.49337 | 5.012 | 6.251 | 206.4199 | 802.1006 | 830.5058 | 831.9978
Power-to-Gas | 0 | 0 | 0 | 0 | 35250.4894 | 47214.3906 | 52704.6177 | 40768.7642
Battery Storage large-scale | 0 | 0 | 8835.4553 | 179879.1135 | 230088.902 | 127793.78 | 72028.462 | 114724.854
Battery Storage prosumer | 0 | 4222.9126 | 19378.9334 | 44733.2166 | 41935.9603 | 66857.3217 | 109095.597 | 78502.8524
Pumped Hydro Storage | 7165.8389 | 516.2213 | 5708.7567 | 803.3369 | 729.1445 | 704.5609 | 680.8063 | 657.8525
A-CAES | 0 | 0 | 797.35 | 62.8698 | 57.0635 | 436.0344 | 383.1089 | 1085.3896
Transmission | 0 | 0 | 0 | 0 | 0 | 0 | 0 | 0 | Jobs specific [jobs/TWh,el] | 434.9763 | 648.605 | 787.649 | 731.2314 | 670.5222 | 536.6716 | 517.9028 | 509.3236
Total | 591718.234 | 1001995.2287 | 1378761.819 | 1449671.8027 | 1509301.688 | 1372328.877 | 1505935.4656 | 1690331.0379 | electricity demand [TWh,el] | 1360.3459 | 1544.8466 | 1750.4775 | 1982.5077 | 2250.9346 | 2557.1109 | 2907.7571 | 3318.7763
Sub-Saharan Africa | Annual Job creation during the transition 2010-15: Annual Job creation during the transition | Sub-Saharan Africa | Categorywise distribution of Jobs
Technologies | 2010-15 | 2015-20 | 2020-25 | 2025-30 | 2030-35 | 2035-40 | 2040-45 | 2045-50 | Category | 2010-15 | 2015-20 | 2020-25 | 2025-30 | 2030-35 | 2035-40 | 2040-45 | 2045-50 | 2010-15 | 2015-20 | 2020-25 | 2025-30 | 2030-35 | 2035-40 | 2040-45 | 2045-50
Wind onshore | 9154.9651 | 30654.141 | 282833.9422 | 178342.6934 | 83924.8513 | 83502.3939 | 83992.464 | 93193.1287 | Manufacturing [Local] | 84387.5013 | 137427.1556 | 315313.3676 | 406230.8645 | 431037.2672 | 491719.5492 | 748021.8843 | 1023472.5756 | 7.255% | 8.135% | 13.05% | 14.4% | 14.5% | 14.3% | 16.97% | 18.72%
Wind offshore | 0 | 0 | 0 | 0 | 0 | 0 | 0 | 0 | Manufacturing [Export] | 0 | 0 | 0 | 0 | 0 | 0 | 0 | 0 | 0% | 0% | 0% | 0% | 0% | 0% | 0% | 0%
PV Utility-scale | 27734.5996 | 411921.8291 | 533377.7237 | 906860.0303 | 1001921.9164 | 999051.5614 | 1494549.3644 | 1806008.5718 | Construction & Installation | 175907.1849 | 538543.7551 | 940523.8192 | 1220153.9838 | 1198964.5652 | 1341686.2461 | 1660979.4608 | 1931881.3351 | 15.12% | 31.88% | 38.92% | 43.26% | 40.34% | 39.02% | 37.69% | 35.34%
PV rooftop | 0 | 63592.3601 | 305179.5545 | 649348.1395 | 887778.9659 | 1359005.2835 | 1501772.7019 | 1829929.1913 | Operation & Maintenance | 146189.7587 | 300144.5357 | 546915.2635 | 835523.5041 | 1087312.267 | 1421783.1537 | 1844234.9521 | 2299376.2799 | 12.57% | 17.77% | 22.63% | 29.62% | 36.58% | 41.35% | 41.85% | 42.06%
Biomass | 0 | 48405.1741 | 311360.3533 | 221677.6183 | 177852.3934 | 138530.2633 | 119731.8294 | 185111.4237 | Fuel | 736736.7811 | 688461.5771 | 578486.072 | 338387.661 | 228398.6806 | 170362.3173 | 138877.3856 | 168208.2574 | 63.34% | 40.75% | 23.94% | 12% | 7.684% | 4.954% | 3.151% | 3.077%
Hydro Dam | 92958.1069 | 160253.2028 | 91329.5365 | 73779.7446 | 46990.3577 | 59536.2737 | 49143.5673 | 68962.88 | Transmission | 0 | 0 | 5554.7606 | 0 | 9152.2339 | 0 | 4272.746 | 20643.4398 | 0% | 0% | 0.2299% | 0% | 0.3079% | 0% | 0.09695% | 0.3776%
Hydro RoR | 67875.6003 | 58187.4807 | 52635.0596 | 14991.8202 | 13607.2464 | 41899.7922 | 12705.1622 | 39122.0705 | Decommissioning | 19913.1728 | 24704.7305 | 29493.9294 | 20381.9562 | 17616.1506 | 13152.516 | 10633.0805 | 22733.1191 | 1.712% | 1.462% | 1.221% | 0.7226% | 0.5926% | 0.3825% | 0.2413% | 0.4159%
Geothermal | 0 | 0 | 25590.3501 | 3997.8187 | 3628.599 | 3506.2588 | 3388.0432 | 3273.8134 | Total | 1163134.3989 | 1689281.754 | 2416287.2124 | 2820677.9695 | 2972481.1645 | 3438703.7823 | 4407019.5094 | 5466315.0069
CSP | 0 | 0 | 0 | 0 | 0 | 0 | 0 | 0
CHP Biogas | 0 | 129280.8406 | 58801.9233 | 57662.2539 | 44759.9395 | 42370.3737 | 66592.9736 | 36181.7109
Waste-to-energy | 0 | 8920.4241 | 7294.2343 | 6328.4891 | 5501.3146 | 5100.3278 | 6181.3421 | 4195.2755
Methanation | 0 | 0 | 0 | 0 | 12825.1952 | 27125.1172 | 130718.2651 | 79963.7899
Coal PP | 757156.6332 | 577220.7712 | 287311.8333 | 114468.615 | 67567.5949 | 30859.2767 | 9952.377 | 4215.0348
Nuclear PP | 9212.8746 | 7712.0942 | 6611.3203 | 9494.8195 | 0 | 0 | 0 | 0
OCGT | 89421.6197 | 127497.3029 | 236658.1684 | 81744.0308 | 54636.7029 | 60147.6081 | 67584.8683 | 73821.4299
CCGT | 62143.5178 | 45127.0753 | 34532.6036 | 15160.3621 | 14588.8483 | 15665.1654 | 18769.5405 | 18844.7288
Steam Turbine | 0 | 0 | 0 | 2697.2126 | 12275.7654 | 5263.0789 | 2878.7223 | 1809.2127
Power to Heat | 0 | 0 | 0 | 7028.1653 | 39290.4705 | 13926.8598 | 12420.5665 | 242674.6945
ICE | 43480.8613 | 12410.1674 | 9715.5477 | 7557.415 | 2864.4998 | 370.8543 | 0 | 0
Gas Storage | 0 | 3.492 | 16.6282 | 26.7037 | 278.5386 | 280.7274 | 2447.1013 | 1718.4735
Power-to-Gas | 0 | 0 | 0 | 0 | 10631.7952 | 34501.5862 | 184394.2536 | 87639.9856
Battery Storage large-scale | 0 | 0 | 47826.7821 | 338365.5907 | 323137.6914 | 257888.2536 | 423077.7969 | 603533.9832
Battery Storage prosumer | 0 | 4670.0871 | 63982.6519 | 127148.6281 | 155637.645 | 256651.6042 | 208900.8258 | 258911.9533
Pumped Hydro Storage | 3995.6203 | 3425.3116 | 55674.2388 | 3997.8187 | 3628.599 | 3506.2588 | 3388.0432 | 3273.8134
A-CAES | 0 | 0 | 0 | 0 | 0 | 14.8635 | 156.9548 | 3286.4016
Transmission | 0 | 0 | 5554.7606 | 0 | 9152.2339 | 0 | 4272.746 | 20643.4398 | Jobs specific [jobs/TWh,el] | 2398.974 | 2810.9782 | 3235.0085 | 2998.0585 | 2477.3213 | 2228.5405 | 2150.2028 | 1990.0192
Total | 1163134.3989 | 1689281.754 | 2416287.2124 | 2820677.9695 | 2972481.1645 | 3438703.7823 | 4407019.5094 | 5466315.0069 | electricity demand [TWh,el] | 484.8466 | 600.9587 | 746.9184 | 940.8349 | 1199.8771 | 1543.0295 | 2049.5832 | 2746.8655
SAARC | Annual Job creation during the transition 2010-15: Annual Job creation during the transition | SAARC | Categorywise distribution of Jobs
Technologies | 2010-15 | 2015-20 | 2020-25 | 2025-30 | 2030-35 | 2035-40 | 2040-45 | 2045-50 | Category | 2010-15 | 2015-20 | 2020-25 | 2025-30 | 2030-35 | 2035-40 | 2040-45 | 2045-50 | 2010-15 | 2015-20 | 2020-25 | 2025-30 | 2030-35 | 2035-40 | 2040-45 | 2045-50
Wind onshore | 112879.7584 | 43234.467 | 277058.286 | 503898.296 | 84881.9113 | 90614.9897 | 119906.8738 | 128420.0302 | Manufacturing [Local] | 548246.03 | 438972.8269 | 1024582.1658 | 1761527.0579 | 1037561.0703 | 929591.8005 | 977727.1185 | 1032668.1469 | 12.9% | 9.838% | 17.43% | 25.03% | 20.2% | 18.24% | 17.94% | 17.74%
Wind offshore | 0 | 0 | 0 | 0 | 0 | 0 | 0 | 0 | Manufacturing [Export] | 61184.152 | 100488.3598 | 207297.0142 | 169200.392 | 80623.4317 | 40610.9097 | 24578.7513 | 14851.4593 | 1.44% | 2.252% | 3.527% | 2.404% | 1.57% | 0.7969% | 0.4511% | 0.2551%
PV Utility-scale | 133825.2575 | 924909.6545 | 1963557.1251 | 1921743.4395 | 1723183.3211 | 1593924.0504 | 1815603.3026 | 1930909.1948 | Construction & Installation | 1122742.5644 | 1256772.8667 | 2252545.7036 | 2783419.1353 | 1799741.4887 | 1688267.5825 | 1775364.9267 | 1839542.1337 | 26.42% | 28.17% | 38.33% | 39.55% | 35.04% | 33.13% | 32.58% | 31.6%
PV rooftop | 832.8889 | 262333.1949 | 1087758.643 | 2024038.0176 | 1690745.283 | 1970835.1884 | 1957631.646 | 2249470.7162 | Operation & Maintenance | 397884.0253 | 841556.339 | 1317846.5896 | 1886862.5743 | 2011241.2883 | 2278932.3198 | 2519094.6493 | 2787957.531 | 9.362% | 18.86% | 22.42% | 26.81% | 39.16% | 44.72% | 46.23% | 47.89%
Biomass | 85896.9397 | 146371.4219 | 253122.2355 | 229164.898 | 163672.2849 | 142674.987 | 105730.2576 | 97760.6773 | Fuel | 2099028.6915 | 1796902.0829 | 1012204.9198 | 384827.6454 | 182007.2428 | 128105.7309 | 104006.546 | 86714.6856 | 49.39% | 40.27% | 17.22% | 5.468% | 3.544% | 2.514% | 1.909% | 1.489%
Hydro Dam | 145281.624 | 198417.1593 | 56913.2895 | 46729.9025 | 26802.3762 | 51704.311 | 43305.5616 | 44676.1948 | Transmission | 0 | 8043.8419 | 46431.1195 | 36105.3105 | 8594.6499 | 8065.7886 | 17031.3076 | 23086.9986 | 0% | 0.1803% | 0.7901% | 0.513% | 0.1673% | 0.1583% | 0.3126% | 0.3965%
Hydro RoR | 155201.9631 | 98694.3287 | 53845.1876 | 44212.684 | 36332.8199 | 47663.0223 | 69240.5062 | 76403.9414 | Decommissioning | 21105.1122 | 19354.4808 | 16059.3892 | 15488.8057 | 16239.3518 | 22475.2288 | 31047.3105 | 37165.2472 | 0.4966% | 0.4338% | 0.2733% | 0.2201% | 0.3162% | 0.441% | 0.5698% | 0.6384%
Geothermal | 121.204 | 2928.8706 | 38340.1696 | 5502.8513 | 4393.7338 | 3997.3182 | 3751.348 | 3520.5134 | Total | 4250190.5755 | 4462090.798 | 5876966.9015 | 7037430.9211 | 5136008.5235 | 5096049.3607 | 5448850.6099 | 5821986.2022
CSP | 0 | 0 | 248.1365 | 0 | 0 | 0 | 218.0959 | 545.1719
CHP Biogas | 1773.2634 | 685260.5057 | 229537.1277 | 177075.1103 | 134956.3696 | 121075.3472 | 193166.0969 | 95489.1943
Waste-to-energy | 2065.0146 | 69634.1059 | 40306.3074 | 33025.2975 | 26380.1483 | 23852.9694 | 25053.678 | 19006.4323
Methanation | 0 | 0 | 0 | 0 | 520.9058 | 5588.896 | 66068.9042 | 57400.5028
Coal PP | 3202801.1892 | 1624964.8903 | 848429.0955 | 273360.3766 | 102909.5953 | 58698.7395 | 35895.0441 | 29466.6969
Nuclear PP | 46701.8221 | 16754.2281 | 11102.2905 | 8084.9186 | 6724.7712 | 6386.7482 | 5148.4144 | 2252.305
OCGT | 165416.8524 | 210213.0243 | 215242.5393 | 62360.5279 | 43324.584 | 39811.2428 | 39738.7047 | 37240.5734
CCGT | 126218.0584 | 65159.652 | 45935.9022 | 19531.0334 | 17211.1843 | 14199.5756 | 14248.6771 | 14676.6283
Steam Turbine | 0 | 0 | 0 | 1469.4487 | 13814.6877 | 4058.8853 | 2762.4236 | 2360.5042
Power to Heat | 0 | 0 | 308.1602 | 4094.2664 | 45490.7691 | 14174.3463 | 11290.8373 | 11883.4366
ICE | 63063.3963 | 10720.4615 | 4130.1371 | 2255.3554 | 627.4448 | 84.5587 | 0 | 0
Gas Storage | 0 | 27.4998 | 11.7944 | 79.3292 | 340.5447 | 387.6014 | 1456.8119 | 1358.6822
Power-to-Gas | 0 | 0 | 0 | 0 | 1806.3332 | 6361.452 | 94704.2814 | 75064.4917
Battery Storage large-scale | 0 | 0 | 114981.8267 | 1060477.6497 | 683683.9014 | 586894.6501 | 561320.255 | 605322.2017
Battery Storage prosumer | 0 | 1619.1307 | 258125.4417 | 553978.9469 | 294614.9215 | 281473.0904 | 217247.2158 | 288834.1206
Pumped Hydro Storage | 8111.3437 | 92804.3612 | 331494.0881 | 30243.261 | 24988.5748 | 23497.5685 | 48257.341 | 26812.2298
A-CAES | 0 | 0 | 87.9984 | 0 | 7.4077 | 24.0335 | 73.0253 | 24.7638
Transmission | 0 | 8043.8419 | 46431.1195 | 36105.3105 | 8594.6499 | 8065.7886 | 17031.3076 | 23086.9986 | Jobs specific [jobs/TWh,el] | 2508.3528 | 2159.6163 | 2349.2506 | 2335.1619 | 1398.7678 | 1129.9569 | 973.5469 | 834.2301
Total | 4250190.5755 | 4462090.798 | 5876966.9015 | 7037430.9211 | 5136008.5235 | 5096049.3607 | 5448850.6099 | 5821986.2022 | electricity demand [TWh,el] | 1694.415 | 2066.1498 | 2501.6347 | 3013.68 | 3671.8093 | 4509.95 | 5596.9064 | 6978.8735
Northeast Asia | Annual Job creation during the transition 2010-15: Annual Job creation during the transition | Northeast Asia | Categorywise distribution of Jobs
Technologies | 2010-15 | 2015-20 | 2020-25 | 2025-30 | 2030-35 | 2035-40 | 2040-45 | 2045-50 | Category | 2010-15 | 2015-20 | 2020-25 | 2025-30 | 2030-35 | 2035-40 | 2040-45 | 2045-50 | 2010-15 | 2015-20 | 2020-25 | 2025-30 | 2030-35 | 2035-40 | 2040-45 | 2045-50
Wind onshore | 338595.947 | 754499.4737 | 2058479.3748 | 870006.9976 | 399688.0141 | 393263.6114 | 355058.2207 | 364390.1085 | Manufacturing [Local] | 1104051.3538 | 860118.957 | 1769231.3991 | 1866910.5763 | 1366661.1449 | 1252342.5843 | 1303365.8337 | 1774746.7641 | 13.58% | 12.87% | 22.04% | 19.56% | 17.27% | 15.6% | 15.8% | 17.44%
Wind offshore | 2597.7296 | 0 | 0 | 0 | 0 | 0 | 0 | 0 | Manufacturing [Export] | 199725.8393 | 237888.8067 | 428374.8637 | 328193.54 | 135868.9851 | 77668.6234 | 55804.075 | 35962.1522 | 2.456% | 3.559% | 5.335% | 3.438% | 1.717% | 0.9672% | 0.6763% | 0.3534%
PV Utility-scale | 537433.3935 | 854592.2073 | 1754501.1541 | 2000108.6001 | 2167772.848 | 2213365.5469 | 2593775.2324 | 3330295.3162 | Construction & Installation | 2246332.998 | 1612256.2685 | 2718260.2695 | 3747469.6019 | 2618292.3625 | 2414821.878 | 2270057.8252 | 3110842.0029 | 27.63% | 24.12% | 33.86% | 39.26% | 33.09% | 30.07% | 27.51% | 30.57%
PV rooftop | 490874.0864 | 991275.6296 | 1713640.3269 | 3722399.4388 | 3086523.4084 | 3264662.2382 | 2906076.117 | 3333878.8053 | Operation & Maintenance | 1044250.2867 | 1401745.0729 | 2105698.4861 | 3102429.6284 | 3526463.3751 | 4042655.2805 | 4380858.1193 | 4862940.4689 | 12.84% | 20.97% | 26.23% | 32.5% | 44.57% | 50.34% | 53.1% | 47.79%
Biomass | 75645.9071 | 61617.9103 | 232505.7354 | 156877.6377 | 130841.064 | 113927.0631 | 98765.4885 | 98249.0019 | Fuel | 3521817.9391 | 2549424.1227 | 938811.0024 | 402674.4313 | 214032.3202 | 157425.7752 | 125388.8809 | 96836.3763 | 43.31% | 38.14% | 11.69% | 4.218% | 2.705% | 1.96% | 1.52% | 0.9517%
Hydro Dam | 360135.2413 | 383249.3195 | 246499.1309 | 122073.7361 | 112127.5377 | 172409.5145 | 217529.2737 | 383266.4396 | Transmission | 0 | 0 | 40383.3807 | 60656.226 | 1423.5349 | 1430.5543 | 2875.2166 | 0 | 0% | 0% | 0.503% | 0.6354% | 0.01799% | 0.01781% | 0.03485% | 0%
Hydro RoR | 409181.2639 | 104500.1736 | 96553.465 | 99042.0759 | 99874.2588 | 156983.0941 | 129340.575 | 421054.9557 | Decommissioning | 14775.1207 | 23587.3581 | 28191.9146 | 37736.6571 | 49517.8114 | 83761.2195 | 112513.2165 | 293515.0031 | 0.1817% | 0.3528% | 0.3511% | 0.3953% | 0.6258% | 1.043% | 1.364% | 2.885%
Geothermal | 1087.2719 | 8277.0749 | 11776.0801 | 5657.5142 | 2435.5402 | 2268.6955 | 2279.8823 | 2863.9054 | Total | 8130953.5376 | 6685020.5859 | 8028951.3161 | 9546070.661 | 7912259.5341 | 8030105.9154 | 8250863.1673 | 10174842.7674
CSP | 444.0563 | 58.8966 | 258.9795 | 0 | 0 | 0 | 331.3695 | 4794.8645
CHP Biogas | 23324.2943 | 353675.1176 | 122699.9511 | 120145.6557 | 95946.4182 | 95355.0061 | 189419.3063 | 123414.3088
Waste-to-energy | 24949.208 | 53056.9097 | 33105.2515 | 29764.0395 | 24016.278 | 23340.6065 | 31696.8567 | 21961.0759
Methanation | 0 | 93.5742 | 0 | 9552.0597 | 7919.9899 | 34324.6264 | 83329.3961 | 102128.5017
Coal PP | 4944249.4066 | 2651892.9351 | 1000789.3282 | 473505.9426 | 293212.6311 | 241184.6896 | 208704.9364 | 194673.9714
Nuclear PP | 184674.7622 | 93184.7864 | 78887.9219 | 65600.6103 | 54012.7856 | 40997.3841 | 31381.2971 | 27242.2723
OCGT | 291222.7972 | 110626.2917 | 199492.4987 | 70460.3268 | 58765.2798 | 60319.3743 | 63174.2967 | 141700.5684
CCGT | 214856.7202 | 44646.7291 | 27718.8435 | 23707.6621 | 20418.6613 | 18127.2769 | 19618.825 | 36083.139
Steam Turbine | 16914.1059 | 17.0731 | 6221.987 | 8024.2707 | 8316.1364 | 3543.8218 | 1429.4262 | 516.8596
Power to Heat | 0 | 4475.4167 | 81011.7274 | 33984.9818 | 29534.1801 | 18037.6039 | 18604.0679 | 21551.0029
ICE | 87887.1286 | 23856.5401 | 6275.0238 | 2148.1749 | 1068.0012 | 179.9686 | 0 | 0
Gas Storage | 0 | 98.5408 | 38.9289 | 137.6622 | 420.6816 | 602.6938 | 1855.6315 | 2527.3678
Power-to-Gas | 0 | 70.1381 | 0 | 7074.1549 | 10714.3966 | 45326.551 | 114026.6053 | 133929.6781
Battery Storage large-scale | 0 | 1652.3943 | 14313.6614 | 504894.9853 | 675027.7469 | 605284.8778 | 793643.2461 | 917236.1388
Battery Storage prosumer | 0 | 125243.8095 | 225437.4055 | 929076.7843 | 560394.8284 | 467756.8232 | 320426.2211 | 398366.0092
Pumped Hydro Storage | 126880.2176 | 63716.353 | 77750.8498 | 228045.5258 | 71429.3108 | 56965.0534 | 67150.1345 | 102550.7255
A-CAES | 0 | 643.2912 | 610.3099 | 3125.598 | 376.0021 | 449.24 | 371.5445 | 12167.7511
Transmission | 0 | 0 | 40383.3807 | 60656.226 | 1423.5349 | 1430.5543 | 2875.2166 | 0 | Jobs specific [jobs/TWh,el] | 1187.4411 | 882.5177 | 957.2829 | 1022.1395 | 755.4024 | 681.7495 | 620.0601 | 674.8114
Total | 8130953.5376 | 6685020.5859 | 8028951.3161 | 9546070.661 | 7912259.5341 | 8030105.9154 | 8250863.1673 | 10174842.7674 | electricity demand [TWh,el] | 6847.4584 | 7574.9421 | 8387.2298 | 9339.3033 | 10474.2314 | 11778.6752 | 13306.5539 | 15078.0538
Southeast Asia | Annual Job creation during the transition 2010-15: Annual Job creation during the transition | Southeast Asia | Categorywise distribution of Jobs
Technologies | 2010-15 | 2015-20 | 2020-25 | 2025-30 | 2030-35 | 2035-40 | 2040-45 | 2045-50 | Category | 2010-15 | 2015-20 | 2020-25 | 2025-30 | 2030-35 | 2035-40 | 2040-45 | 2045-50 | 2010-15 | 2015-20 | 2020-25 | 2025-30 | 2030-35 | 2035-40 | 2040-45 | 2045-50
Wind onshore | 15028.4881 | 28389.4698 | 96082.4872 | 91338.9682 | 26664.4563 | 25272.9887 | 37365.9964 | 48721.6226 | Manufacturing [Local] | 139874.0754 | 183749.5909 | 447348.3524 | 709280.2881 | 605520.1521 | 386453.9057 | 455077.796 | 550771.8372 | 11.61% | 11.03% | 18.69% | 21.42% | 21.28% | 15.63% | 16.46% | 17.43%
Wind offshore | 0 | 0 | 0 | 0 | 0 | 0 | 0 | 0 | Manufacturing [Export] | 0 | 0 | 0 | 0 | 0 | 0 | 0 | 0 | 0% | 0% | 0% | 0% | 0% | 0% | 0% | 0%
PV Utility-scale | 22731.9125 | 273746.024 | 806287.5541 | 939543.0594 | 1053885.9528 | 784195.871 | 959844.5829 | 1035572.5772 | Construction & Installation | 314056.22 | 514901.4155 | 956800.0635 | 1406899.3181 | 1009462.3451 | 746130.5895 | 851492.1058 | 974195.7872 | 26.06% | 30.92% | 39.97% | 42.48% | 35.48% | 30.17% | 30.8% | 30.83%
PV rooftop | 82290.9359 | 206822.7415 | 489212.5634 | 1103549.0967 | 879969.6348 | 974331.7551 | 926378.4171 | 1061137.2207 | Operation & Maintenance | 183395.6487 | 377242.1177 | 626599.6968 | 976751.0937 | 1138057.4845 | 1252115.741 | 1367752.3733 | 1537047.5592 | 15.22% | 22.65% | 26.17% | 29.49% | 40% | 50.64% | 49.47% | 48.65%
Biomass | 32723.306 | 50141.7311 | 122682.6416 | 87674.8988 | 61664.9595 | 52610.5987 | 58151.1982 | 81148.8367 | Fuel | 559881.0114 | 579320.0394 | 352492.9411 | 201205.2374 | 86641.5914 | 76452.9899 | 70158.0724 | 50920.9688 | 46.45% | 34.78% | 14.72% | 6.076% | 3.045% | 3.092% | 2.537% | 1.612%
Hydro Dam | 73765.2075 | 69394.4053 | 31632.1465 | 34921.9709 | 19304.6474 | 31072.8057 | 26025.0647 | 59215.9157 | Transmission | 0 | 2223.4507 | 1942.6389 | 3577.6581 | 0 | 0 | 3075.9943 | 14861.4272 | 0% | 0.1335% | 0.08115% | 0.108% | 0% | 0% | 0.1112% | 0.4704%
Hydro RoR | 94237.0452 | 34291.6967 | 64331.0212 | 41879.4148 | 17142.9971 | 37263.387 | 36007.0306 | 63782.3172 | Decommissioning | 8058.8895 | 8058.2436 | 8734.3732 | 13933.8457 | 5539.3859 | 11577.0618 | 17416.3753 | 31757.1693 | 0.6686% | 0.4838% | 0.3649% | 0.4208% | 0.1947% | 0.4682% | 0.6299% | 1.005%
Geothermal | 9433.7941 | 24910.993 | 33010.3658 | 13159.6702 | 9142.9318 | 8834.6726 | 7991.5298 | 10416.558 | Total | 1205265.8449 | 1665494.8578 | 2393918.0659 | 3311647.4411 | 2845220.959 | 2472730.2879 | 2764972.7172 | 3159554.7487
CSP | 0 | 0 | 0 | 0 | 0 | 0 | 0 | 0
CHP Biogas | 37956.5361 | 302730.7505 | 128951.4523 | 108858.0106 | 97824.9994 | 103236.9064 | 162828.9996 | 85689.3976
Waste-to-energy | 1005.6269 | 38059.8869 | 24657.9854 | 21784.5429 | 16617.6393 | 15458.8822 | 17097.628 | 15527.5939
Methanation | 0 | 0 | 0 | 0 | 0 | 9763.8271 | 42060.8834 | 42232.8836
Coal PP | 593144.0457 | 449751.1373 | 235436.9155 | 126819.5746 | 36197.0191 | 30729.8093 | 24714.6508 | 10001.8922
Nuclear PP | 0 | 0 | 0 | 0 | 0 | 0 | 0 | 0
OCGT | 112246.1156 | 125703.0373 | 126453.097 | 54961.0174 | 29521.1174 | 26183.637 | 27557.9836 | 32954.7909
CCGT | 86005.011 | 24875.6779 | 37302.2129 | 18619.1061 | 16499.1474 | 14390.9088 | 13066.6881 | 21865.1868
Steam Turbine | 0 | 0 | 0 | 956.9798 | 13696.6102 | 3161.8828 | 2417.8258 | 2279.3243
Power to Heat | 0 | 0 | 0 | 6234.0399 | 41480.1753 | 10248.2202 | 9902.6956 | 93816.8653
ICE | 24357.1476 | 6113.1035 | 3237.8056 | 2384.0688 | 892.9429 | 133.4909 | 0 | 0
Gas Storage | 0 | 11.3085 | 19.916 | 101.7349 | 269.805 | 465.0251 | 949.2917 | 949.0028
Power-to-Gas | 0 | 0 | 0 | 0 | 0 | 12942.7954 | 58373.4639 | 51927.3498
Battery Storage large-scale | 0 | 0 | 73128.2001 | 355408.4508 | 386749.0074 | 210804.0707 | 244387.1808 | 290834.3639
Battery Storage prosumer | 0 | 25978.6848 | 98024.5173 | 290939.0117 | 134213.8942 | 118263.1634 | 92856.552 | 123378.626
Pumped Hydro Storage | 20340.6727 | 2350.759 | 21524.5448 | 8936.1664 | 3483.0216 | 3365.5896 | 13919.0599 | 3142.4698
A-CAES | 0 | 0 | 0 | 0 | 0 | 0 | 0 | 10098.5264
Transmission | 0 | 2223.4507 | 1942.6389 | 3577.6581 | 0 | 0 | 3075.9943 | 14861.4272 | Jobs specific [jobs/TWh,el] | 997.3569 | 1134.8086 | 1352.0401 | 1540.9123 | 1128.0026 | 829.9729 | 780.5303 | 748.2846
Total | 1205265.8449 | 1665494.8578 | 2393918.0659 | 3311647.4411 | 2845220.959 | 2472730.2879 | 2764972.7172 | 3159554.7487 | electricity demand [TWh,el] | 1208.4599 | 1467.6438 | 1770.5969 | 2149.1473 | 2522.3532 | 2979.2903 | 3542.4283 | 4222.3972
North America | Annual Job creation during the transition 2010-15: Annual Job creation during the transition | North America | Categorywise distribution of Jobs
Technologies | 2010-15 | 2015-20 | 2020-25 | 2025-30 | 2030-35 | 2035-40 | 2040-45 | 2045-50 | Category | 2010-15 | 2015-20 | 2020-25 | 2025-30 | 2030-35 | 2035-40 | 2040-45 | 2045-50 | 2010-15 | 2015-20 | 2020-25 | 2025-30 | 2030-35 | 2035-40 | 2040-45 | 2045-50
Wind onshore | 72799.0881 | 101197.7 | 762318.0704 | 417728 | 295939.6053 | 216543.2313 | 186332.1983 | 177098.4815 | Manufacturing [Local] | 171480.6667 | 231962.5888 | 817876.5566 | 617907.0783 | 422757.5788 | 377136.7239 | 269661.9003 | 283564.906 | 9.572% | 9.68% | 21.41% | 17.34% | 14.22% | 12.51% | 10.26% | 10.73%
Wind offshore | 390 | 0 | 0 | 0 | 0 | 0 | 0 | 0 | Manufacturing [Export] | 23642.5 | 47648.2529 | 49810.9248 | 35076.0647 | 13364.9093 | 7068.8631 | 6477.4309 | 4119.9334 | 1.32% | 1.988% | 1.304% | 0.9841% | 0.4494% | 0.2344% | 0.2465% | 0.156%
PV Utility-scale | 68725.5 | 333114.8513 | 491097.4287 | 499666.8782 | 441240.4068 | 412048.1987 | 402683.225 | 440110.7653 | Construction & Installation | 368206.6667 | 585765.4961 | 1473768.715 | 1336240.0365 | 828506.6788 | 796265.5112 | 561112.8753 | 532064.4651 | 20.55% | 24.44% | 38.58% | 37.49% | 27.86% | 26.41% | 21.35% | 20.14%
PV rooftop | 86998 | 315137.3252 | 1128726.9163 | 1542801.374 | 1266233.1988 | 1262854.7576 | 1125117.1474 | 1135727.5708 | Operation & Maintenance | 373076.6667 | 544497.3925 | 996160.5974 | 1365969.9799 | 1545629.2599 | 1672903.9324 | 1672964.3703 | 1684825.0215 | 20.82% | 22.72% | 26.08% | 38.32% | 51.98% | 55.48% | 63.65% | 63.78%
Biomass | 29903.2172 | 23877.7624 | 36081.9032 | 24543.8456 | 22287.9457 | 16572.5788 | 12445.175 | 11588.6464 | Fuel | 794235.5041 | 820182.1131 | 276298.0444 | 120130.1765 | 82391.5055 | 58123.084 | 50646.7614 | 45344.7632 | 44.33% | 34.23% | 7.232% | 3.37% | 2.771% | 1.928% | 1.927% | 1.717%
Hydro Dam | 66476.3273 | 67178.7506 | 98349.8148 | 60458.3734 | 44250.82 | 137802.3317 | 67295.7319 | 61135.6399 | Transmission | 0 | 24213.6 | 89792.1 | 7062.3 | 6053.4 | 1008.9 | 2017.8 | 1008.9 | 0% | 1.01% | 2.35% | 0.1981% | 0.2036% | 0.03346% | 0.07678% | 0.03819%
Hydro RoR | 63071.7671 | 71471.8236 | 63815.7407 | 55238.5917 | 46654.32 | 221447.4094 | 90267.2798 | 119427.1697 | Decommissioning | 60925.2134 | 142011.9976 | 116622.5045 | 81791.9984 | 74931.199 | 102923.9261 | 65306.453 | 90649.672 | 3.401% | 5.926% | 3.053% | 2.295% | 2.52% | 3.413% | 2.485% | 3.432%
Geothermal | 2019.5 | 37988 | 12461.8072 | 8088.5589 | 7669.8805 | 7600 | 7200 | 7200 | Total | 1791567.2174 | 2396281.441 | 3820329.4428 | 3564177.6344 | 2973634.5314 | 3015430.9407 | 2628187.5912 | 2641577.6612
CSP | 3640 | 2807.594 | 809.5238 | 714.2857 | 666.6667 | 619.0476 | 728.3939 | 0
CHP Biogas | 42919.2206 | 242099.7338 | 104378.1073 | 102498.9811 | 96063.6185 | 115827.8699 | 183317.8498 | 100314.2426
Waste-to-energy | 20225.9896 | 23636.6408 | 20860.6105 | 20539.7157 | 17021.0246 | 16397.5269 | 18782.5909 | 15184.9811
Methanation | 0 | 9622.035 | 2832.4873 | 2535.533 | 70140.8259 | 80940.7949 | 73561.9452 | 53396.5821
Coal PP | 851778.6843 | 713545.5088 | 254542.7512 | 96237.8557 | 45926.157 | 20015.4168 | 7237.4155 | 6490.407
Nuclear PP | 81584.2592 | 97980.2769 | 68410.6046 | 63830.7458 | 55794.5582 | 8854.7617 | 8705.0463 | 0
OCGT | 205054.4285 | 209855.1163 | 319950.4263 | 114358.5559 | 106811.6932 | 102370.1724 | 86527.081 | 79337.6958
CCGT | 149128.2113 | 48206.6134 | 43807.9727 | 42913.8808 | 40899.8675 | 37467.0173 | 36621.8728 | 29642.1863
Steam Turbine | 0 | 570.5789 | 132.6316 | 1632.0592 | 1452.6658 | 596.5221 | 453.1579 | 401.4594
Power to Heat | 0 | 30010.64 | 5532.24 | 9460.68 | 7236.944 | 4941.392 | 4932.464 | 5666.872
ICE | 22347.0093 | 10112.4938 | 3408.7017 | 917.824 | 139.761 | 0 | 0 | 0
Gas Storage | 0 | 32.9625 | 78.7702 | 90.5619 | 778.845 | 1551.4076 | 1625.8408 | 1301.4492
Power-to-Gas | 0 | 2344 | 280 | 2012 | 82032.64 | 90580.44 | 79822.6 | 49708.64
Battery Storage large-scale | 0 | 7322.7 | 1357.2576 | 117025.715 | 128529.368 | 128718.6056 | 138568.9837 | 119549.1733
Battery Storage prosumer | 0 | 8054.4809 | 296581.2547 | 365781.5091 | 177163.6672 | 125800.0945 | 81328.0388 | 210706.8921
Pumped Hydro Storage | 24506.0152 | 11773.5278 | 14300.8642 | 7626.6667 | 12302.304 | 4533.3333 | 12302.304 | 16186.7893
A-CAES | 0 | 4126.725 | 421.4576 | 413.1432 | 344.3478 | 339.1304 | 313.4491 | 393.1174
Transmission | 0 | 24213.6 | 89792.1 | 7062.3 | 6053.4 | 1008.9 | 2017.8 | 1008.9 | Jobs specific [jobs/TWh,el] | 339.0605 | 434.8584 | 666.089 | 597.6215 | 478.3945 | 465.1 | 388.1952 | 373.6739
Total | 1791567.2174 | 2396281.441 | 3820329.4428 | 3564177.6344 | 2973634.5314 | 3015430.9407 | 2628187.5912 | 2641577.6612 | electricity demand [TWh,el] | 5283.9166 | 5510.4863 | 5735.464 | 5963.9384 | 6215.8622 | 6483.4028 | 6770.2738 | 7069.2058
South America | Annual Job creation during the transition 2010-15: Annual Job creation during the transition | South America | Categorywise distribution of Jobs
Technologies | 2010-15 | 2015-20 | 2020-25 | 2025-30 | 2030-35 | 2035-40 | 2040-45 | 2045-50 | Category | 2010-15 | 2015-20 | 2020-25 | 2025-30 | 2030-35 | 2035-40 | 2040-45 | 2045-50 | 2010-15 | 2015-20 | 2020-25 | 2025-30 | 2030-35 | 2035-40 | 2040-45 | 2045-50
Wind onshore | 31948.2783 | 125931.1662 | 33221.7435 | 27297.6469 | 24744.5825 | 27346.8587 | 25594.2498 | 84721.1094 | Manufacturing [Local] | 114090.2234 | 308787.0266 | 247551.3293 | 225576.6738 | 142364.6887 | 211732.2632 | 220361.1329 | 254285.2074 | 11.58% | 14.2% | 12.85% | 12.73% | 10.09% | 13.24% | 13.52% | 15.6%
Wind offshore | 0 | 0 | 0 | 0 | 0 | 0 | 0 | 0 | Manufacturing [Export] | 0 | 0 | 0 | 0 | 0 | 0 | 0 | 0 | 0% | 0% | 0% | 0% | 0% | 0% | 0% | 0%
PV Utility-scale | 24942.9036 | 495194.293 | 299631.5079 | 230802.131 | 178873.3903 | 235306.0827 | 304561.9776 | 323160.7508 | Construction & Installation | 245533.6709 | 945371.8217 | 761061.3232 | 619510.9867 | 380403.9277 | 465948.8708 | 492541.4253 | 429102.6085 | 24.93% | 43.47% | 39.52% | 34.95% | 26.95% | 29.13% | 30.22% | 26.32%
PV rooftop | 0 | 154615.6314 | 594490.3152 | 730557.6636 | 635238.8553 | 700077.3366 | 602697.1993 | 607702.4009 | Operation & Maintenance | 263408.3714 | 631202.4186 | 704764.7446 | 782233.6857 | 771466.0871 | 825888.2922 | 831594.8279 | 848712.2776 | 26.75% | 29.03% | 36.6% | 44.13% | 54.66% | 51.64% | 51.02% | 52.07%
Biomass | 215404.5596 | 174421.6915 | 157056.806 | 109319.6849 | 82715.2771 | 43751.2865 | 21093.3171 | 18684.4985 | Fuel | 344231.7618 | 239617.9194 | 168072.02 | 120227.8251 | 101446.803 | 69699.703 | 55787.1792 | 53468.7877 | 34.95% | 11.02% | 8.727% | 6.782% | 7.188% | 4.358% | 3.423% | 3.28%
Hydro Dam | 207585.2735 | 236944.1981 | 206088.6392 | 79877.9707 | 105662.525 | 137407.602 | 110619.6431 | 98646.6087 | Transmission | 0 | 13585.0269 | 2329.1978 | 2114.0841 | 3837.6745 | 0 | 1791.6291 | 3462.4465 | 0% | 0.6247% | 0.1209% | 0.1193% | 0.2719% | 0% | 0.1099% | 0.2124%
Hydro RoR | 150348.5349 | 140845.8534 | 151031.9351 | 123337.2863 | 49563.7807 | 96116.2206 | 81226.2004 | 112257.5344 | Decommissioning | 17567.8075 | 35991.8227 | 42032.3619 | 23017.7054 | 11787.1618 | 26162.8664 | 27852.9152 | 41042.4533 | 1.784% | 1.655% | 2.183% | 1.298% | 0.8352% | 1.636% | 1.709% | 2.518%
Geothermal | 1256.5695 | 1077.2149 | 923.4603 | 0 | 0 | 0 | 0 | 0 | Total | 984831.835 | 2174556.0359 | 1925810.9769 | 1772680.9609 | 1411306.3428 | 1599431.9955 | 1629929.1096 | 1630073.781
CSP | 0 | 0 | 0 | 0 | 0 | 0 | 0 | 0
CHP Biogas | 966.1495 | 631412.3867 | 223326.0665 | 187578.7268 | 164368.3927 | 154947.567 | 294380.9283 | 139719.5319
Waste-to-energy | 0 | 20916.3556 | 10109.7457 | 8802.9802 | 7660.5927 | 6598.1293 | 7690.6617 | 6029.4191
Methanation | 0 | 0 | 0 | 0 | 0 | 0 | 0 | 3729.2853
Coal PP | 123383.2568 | 25246.6117 | 7184.3066 | 3038.3803 | 2491.5024 | 1801.0305 | 2415.121 | 1201.1659
Nuclear PP | 5655.2044 | 3132.3744 | 2685.2797 | 3054.0807 | 965.2055 | 789.7241 | 763.0981 | 0
OCGT | 106770.368 | 95604.9301 | 43467.9628 | 31184.374 | 27771.7974 | 24747.3164 | 17034.0596 | 13766.041
CCGT | 62675.4815 | 17154.8335 | 11421.9425 | 10563.4641 | 9301.9774 | 9205.9893 | 5978.9495 | 5256.7505
Steam Turbine | 0 | 0 | 0 | 270.2008 | 234.7358 | 216.6653 | 201.1822 | 189.6578
Power to Heat | 0 | 0 | 6493.773 | 1760.1651 | 1956.6852 | 21706.4609 | 5966.7694 | 5765.5964
ICE | 53895.2554 | 13011.5135 | 8343.1088 | 6337.884 | 2721.1946 | 388.7625 | 0 | 0
Gas Storage | 0 | 27.2256 | 60.7124 | 65.5994 | 46.841 | 62.8575 | 81.452 | 141.5873
Power-to-Gas | 0 | 0 | 0 | 0 | 0 | 0 | 994.4616 | 4022.1899
Battery Storage large-scale | 0 | 0 | 2473.3307 | 57381.9705 | 21871.8916 | 51399.7979 | 86664.0307 | 93196.2633
Battery Storage prosumer | 0 | 25320.2753 | 164907.8927 | 151954.4205 | 91233.1338 | 87452.2052 | 60129.7064 | 108325.6416
Pumped Hydro Storage | 0 | 0 | 0 | 7331.2275 | 0 | 0 | 0 | 0
A-CAES | 0 | 114.4541 | 563.2506 | 51.0193 | 46.3074 | 110.1026 | 44.4728 | 95.3017
Transmission | 0 | 13585.0269 | 2329.1978 | 2114.0841 | 3837.6745 | 0 | 1791.6291 | 3462.4465 | Jobs specific [jobs/TWh,el] | 834.8722 | 1668.8872 | 1346.2009 | 1126.6393 | 810.2696 | 825.7127 | 754.0001 | 673.6009
Total | 984831.835 | 2174556.0359 | 1925810.9769 | 1772680.9609 | 1411306.3428 | 1599431.9955 | 1629929.1096 | 1630073.781 | electricity demand [TWh,el] | 1179.6199 | 1302.9976 | 1430.5524 | 1573.4236 | 1741.7737 | 1937.0322 | 2161.7095 | 2419.9402

## Total Global Jobs
Global | Annual Job creation during the transition
Technologies | 2010-15 | 2015-20 | 2020-25 | 2025-30 | 2030-35 | 2035-40 | 2040-45 | 2045-50 | Contents
Wind onshore | 694.7983 | 1292.876 | 4464.2073 | 2821.0753 | 1390.0109 | 1251.1672 | 1203.6792 | 1381.3135
Wind offshore | 27.7867 | 1.4066 | 1.3091 | 1.7694 | 2.1371 | 3.5456 | 0 | 0
PV Utility-scale | 1015.1222 | 3909.3877 | 6655.706 | 7427.6323 | 7653.3457 | 7171.5934 | 8333.1859 | 9705.3898
PV rooftop | 983.9395 | 2578.4074 | 6737.4051 | 11425.9863 | 10157.9327 | 11574.5045 | 11157.4217 | 12483.0049
Biomass | 516.5093 | 610.2532 | 1289.2763 | 983.9857 | 783.6562 | 647.5434 | 566.3433 | 640.1905
Hydro Dam | 1116.8273 | 1269.6456 | 893.568 | 540.3686 | 471.0919 | 832.1187 | 680.6013 | 898.0825
Hydro RoR | 1142.8233 | 646.2932 | 590.5649 | 479.5762 | 337.6381 | 883.5552 | 607.2321 | 1024.3681
Geothermal | 17.027 | 108.4786 | 162.8509 | 56.5753 | 48.5494 | 39.6235 | 37.9806 | 41.0949
CSP | 10.4621 | 3.9034 | 5.6536 | 2.0627 | 1.9014 | 2.0765 | 13.5572 | 64.9529
CHP Biogas | 271.4351 | 3362.6392 | 1344.6319 | 1280.3098 | 1096.2244 | 1186.4225 | 1934.526 | 1073.9667
Waste-to-energy | 90.4579 | 369.5823 | 256.9935 | 235.9721 | 214.3683 | 206.3746 | 245.514 | 186.1097
Methanation | 0 | 9.769 | 2.8325 | 12.0876 | 125.943 | 231.9396 | 494.5798 | 420.7764
Coal PP | 11365.6936 | 6624.6972 | 2866.6516 | 1207.5867 | 611.8453 | 414.0097 | 303.8623 | 253.1314
Nuclear PP | 456.5848 | 338.2085 | 291.5528 | 256.1407 | 185.3278 | 79.0944 | 59.4397 | 42.4745
OCGT | 1326.6123 | 1365.7268 | 1733.0184 | 665.904 | 510.471 | 491.2386 | 473.1565 | 559.111
CCGT | 1018.2917 | 412.2977 | 287.656 | 208.5595 | 192.3027 | 176.3345 | 174.258 | 196.8409
Steam Turbine | 16.9141 | 0.59739 | 6.5007 | 16.2873 | 59.7936 | 19.8204 | 12.2541 | 11.7582
Power to Heat | 0 | 36.0059 | 100.3152 | 69.9061 | 195.3684 | 98.111 | 107.2223 | 551.7063
ICE | 445.3294 | 110.7096 | 49.911 | 30.1422 | 12.0518 | 1.7108 | 0 | 0
Gas Storage | 0 | 0.30568 | 0.66039 | 1.5686 | 3.3106 | 5.8696 | 11.685 | 10.969
Power-to-Gas | 0 | 2.4541 | 0.28 | 9.1073 | 147.8819 | 277.5566 | 657.7359 | 492.6571
Battery Storage large-scale | 0.24757 | 9.3105 | 268.948 | 2708.0405 | 2613.2544 | 2137.1952 | 2441.5653 | 2841.2135
Battery Storage prosumer | 0 | 313.455 | 1427.3059 | 2681.0306 | 1601.416 | 1530.6727 | 1240.024 | 1705.5569
Pumped Hydro Storage | 250.483 | 217.3373 | 703.1239 | 337.4701 | 153.9206 | 157.0138 | 196.7572 | 204.417
A-CAES | 0 | 5.0658 | 3.0208 | 3.7504 | 0.93692 | 1.8785 | 5.3432 | 33.9525
Transmission | 0 | 48.0659 | 204.102 | 116.3792 | 35.7272 | 12.1717 | 31.0647 | 64.7296
Total | 20767.3453 | 23646.8795 | 30348.046 | 33579.2746 | 28606.4072 | 29433.1422 | 30988.9896 | 34887.7677
Regions | Annual Job creation during the transition 2010-15: Total Jobs during the transition - Regional Distribution
| 2010-15 | 2015-20 | 2020-25 | 2025-30 | 2030-35 | 2035-40 | 2040-45 | 2045-50
Europe | 2082811.1303 | 2906486.9577 | 3635491.8386 | 3437513.8915 | 3277884.0008 | 3697845.9602 | 3579485.8038 | 3377679.7099
Eurasia | 566872.5492 | 665671.8264 | 871528.3863 | 639403.2775 | 568310.4466 | 710515.0595 | 773745.5944 | 925406.7913
MENA | 591718.234 | 1001995.2287 | 1378761.819 | 1449671.8027 | 1509301.688 | 1372328.877 | 1505935.4656 | 1690331.0379
Sub-Saharan Africa | 1163134.3989 | 1689281.754 | 2416287.2124 | 2820677.9695 | 2972481.1645 | 3438703.7823 | 4407019.5094 | 5466315.0069
SAARC | 4250190.5755 | 4462090.798 | 5876966.9015 | 7037430.9211 | 5136008.5235 | 5096049.3607 | 5448850.6099 | 5821986.2022
Northeast Asia | 8130953.5376 | 6685020.5859 | 8028951.3161 | 9546070.661 | 7912259.5341 | 8030105.9154 | 8250863.1673 | 10174842.7674
Southeast Asia | 1205265.8449 | 1665494.8578 | 2393918.0659 | 3311647.4411 | 2845220.959 | 2472730.2879 | 2764972.7172 | 3159554.7487
North America | 1791567.2174 | 2396281.441 | 3820329.4428 | 3564177.6344 | 2973634.5314 | 3015430.9407 | 2628187.5912 | 2641577.6612
South America | 984831.835 | 2174556.0359 | 1925810.9769 | 1772680.9609 | 1411306.3428 | 1599431.9955 | 1629929.1096 | 1630073.781
Global | 20767345.3228 | 23646879.4855 | 30348045.9594 | 33579274.5597 | 28606407.1907 | 29433142.179 | 30988989.5685 | 34887767.7067
Regions | Total Jobs during the transition - Regional Distribution 2010-15: Total Manufacturing Jobs during the transition - Regional Distribution
| 2015 | 2020 | 2025 | 2030 | 2035 | 2040 | 2045 | 2050
Europe | 326702.9051 | 413653.1674 | 700868.1696 | 551051.3139 | 457043.2547 | 490580.1716 | 399568.153 | 362846.8297
Eurasia | 66272.7828 | 63216.8906 | 203069.7899 | 90599.78 | 70689.5622 | 99002.6731 | 101641.2411 | 141713.9951
MENA | 46231.7046 | 78525.869 | 203405.8277 | 241801.5563 | 247183.8295 | 177839.1065 | 187435.7191 | 260597.8926
Sub-Saharan Africa | 84387.5013 | 137427.1556 | 315313.3676 | 406230.8645 | 431037.2672 | 491719.5492 | 748021.8843 | 1023472.5756
SAARC | 609430.182 | 539461.1867 | 1231879.1799 | 1930727.4499 | 1118184.502 | 970202.7102 | 1002305.8698 | 1047519.6061
Northeast Asia | 1303777.1931 | 1098007.7637 | 2197606.2628 | 2195104.1163 | 1502530.13 | 1330011.2077 | 1359169.9087 | 1810708.9163
Southeast Asia | 139874.0754 | 183749.5909 | 447348.3524 | 709280.2881 | 605520.1521 | 386453.9057 | 455077.796 | 550771.8372
North America | 195123.1667 | 279610.8417 | 867687.4815 | 652983.143 | 436122.4881 | 384205.587 | 276139.3312 | 287684.8394
South America | 114090.2234 | 308787.0266 | 247551.3293 | 225576.6738 | 142364.6887 | 211732.2632 | 220361.1329 | 254285.2074
Global | 2885889.7344 | 3102439.4921 | 6414729.7607 | 7003355.1859 | 5010675.8745 | 4541747.1742 | 4749721.0362 | 5739601.6995
Regions | Total Jobs during the transition - Regional Distribution 2010-15: Total Construction & Installation Jobs during the transition - Regional Distribution
| 2015 | 2020 | 2025 | 2030 | 2035 | 2040 | 2045 | 2050
Europe | 661809.6429 | 1005802.7616 | 1255977.4835 | 984367.345 | 796720.2712 | 1003048.1158 | 917837.295 | 690813.0543
Eurasia | 133847.7746 | 147342.1145 | 305494.9486 | 195664.9935 | 137272.9143 | 205101.3125 | 223347.6456 | 265611.0222
MENA | 81413.5652 | 329753.0985 | 581047.0157 | 588773.9929 | 594175.1023 | 444559.2853 | 480861.1517 | 503208.2024
Sub-Saharan Africa | 175907.1849 | 538543.7551 | 940523.8192 | 1220153.9838 | 1198964.5652 | 1341686.2461 | 1660979.4608 | 1931881.3351
SAARC | 1122742.5644 | 1256772.8667 | 2252545.7036 | 2783419.1353 | 1799741.4887 | 1688267.5825 | 1775364.9267 | 1839542.1337
Northeast Asia | 2246332.998 | 1612256.2685 | 2718260.2695 | 3747469.6019 | 2618292.3625 | 2414821.878 | 2270057.8252 | 3110842.0029
Southeast Asia | 314056.22 | 514901.4155 | 956800.0635 | 1406899.3181 | 1009462.3451 | 746130.5895 | 851492.1058 | 974195.7872
North America | 368206.6667 | 585765.4961 | 1473768.715 | 1336240.0365 | 828506.6788 | 796265.5112 | 561112.8753 | 532064.4651
South America | 245533.6709 | 945371.8217 | 761061.3232 | 619510.9867 | 380403.9277 | 465948.8708 | 492541.4253 | 429102.6085
Global | 5349850.2875 | 6936509.5982 | 11245479.3417 | 12882499.3936 | 9363539.6558 | 9105829.3916 | 9233594.7115 | 10277260.6114
Regions | Total Jobs during the transition - Regional Distribution 2010-15: Total Operation & Maintenance Jobs during the transition - Regional Distribution
| 2015 | 2020 | 2025 | 2030 | 2035 | 2040 | 2045 | 2050
Europe | 523915.1502 | 971684.1154 | 1300592.2086 | 1574589.8583 | 1745715.8824 | 1921596.157 | 1992500.2168 | 2047617.4777
Eurasia | 128692.1658 | 156084.1436 | 258846.6963 | 294306.8745 | 317723.6401 | 365744.3226 | 414783.5994 | 474524.1022
MENA | 131303.4607 | 234429.9569 | 394727.4244 | 521364.5988 | 622082.4977 | 712717.1157 | 798090.3094 | 891226.7265
Sub-Saharan Africa | 146189.7587 | 300144.5357 | 546915.2635 | 835523.5041 | 1087312.267 | 1421783.1537 | 1844234.9521 | 2299376.2799
SAARC | 397884.0253 | 841556.339 | 1317846.5896 | 1886862.5743 | 2011241.2883 | 2278932.3198 | 2519094.6493 | 2787957.531
Northeast Asia | 1044250.2867 | 1401745.0729 | 2105698.4861 | 3102429.6284 | 3526463.3751 | 4042655.2805 | 4380858.1193 | 4862940.4689
Southeast Asia | 183395.6487 | 377242.1177 | 626599.6968 | 976751.0937 | 1138057.4845 | 1252115.741 | 1367752.3733 | 1537047.5592
North America | 373076.6667 | 544497.3925 | 996160.5974 | 1365969.9799 | 1545629.2599 | 1672903.9324 | 1672964.3703 | 1684825.0215
South America | 263408.3714 | 631202.4186 | 704764.7446 | 782233.6857 | 771466.0871 | 825888.2922 | 831594.8279 | 848712.2776
Global | 3192115.5341 | 5458586.0924 | 8252151.7073 | 11340031.7978 | 12765691.782 | 14494336.3148 | 15821873.4177 | 17434227.4444
Regions | Total Jobs during the transition - Regional Distribution 2010-15: Total Fuel Jobs during the transition - Regional Distribution
| 2015 | 2020 | 2025 | 2030 | 2035 | 2040 | 2045 | 2050
Europe | 540345.374 | 471523.3871 | 308199.424 | 248633.0374 | 215294.925 | 189158.9095 | 205655.9895 | 187010.5235
Eurasia | 219539.3405 | 265031.7443 | 60290.037 | 30337.9936 | 24065.4099 | 20556.2005 | 21557.7592 | 19079.5479
MENA | 331527.525 | 352306.297 | 196702.9183 | 94380.3495 | 43905.2399 | 34111.7433 | 31204.2681 | 24274.5851
Sub-Saharan Africa | 736736.7811 | 688461.5771 | 578486.072 | 338387.661 | 228398.6806 | 170362.3173 | 138877.3856 | 168208.2574
SAARC | 2099028.6915 | 1796902.0829 | 1012204.9198 | 384827.6454 | 182007.2428 | 128105.7309 | 104006.546 | 86714.6856
Northeast Asia | 3521817.9391 | 2549424.1227 | 938811.0024 | 402674.4313 | 214032.3202 | 157425.7752 | 125388.8809 | 96836.3763
Southeast Asia | 559881.0114 | 579320.0394 | 352492.9411 | 201205.2374 | 86641.5914 | 76452.9899 | 70158.0724 | 50920.9688
North America | 794235.5041 | 820182.1131 | 276298.0444 | 120130.1765 | 82391.5055 | 58123.084 | 50646.7614 | 45344.7632
South America | 344231.7618 | 239617.9194 | 168072.02 | 120227.8251 | 101446.803 | 69699.703 | 55787.1792 | 53468.7877
Global | 9147343.9286 | 7762769.2829 | 3891557.379 | 1940804.3572 | 1178183.7184 | 903996.4535 | 803282.8423 | 731858.4954
Regions | Total Jobs during the transition - Regional Distribution 2010-15: Total Decommissioning Jobs during the transition - Regional Distribution
| 2015 | 2020 | 2025 | 2030 | 2035 | 2040 | 2045 | 2050
Europe | 30038.058 | 43823.5262 | 69854.553 | 78872.3369 | 63109.6676 | 93462.6064 | 63924.1494 | 89391.8247
Eurasia | 18520.4856 | 33996.9335 | 26158.1198 | 21629.9751 | 11893.2361 | 18444.1298 | 12415.3492 | 22811.7028
MENA | 1241.9784 | 6980.0074 | 2878.6329 | 3351.3052 | 1955.0186 | 3101.6263 | 8344.0173 | 11023.6312
Sub-Saharan Africa | 19913.1728 | 24704.7305 | 29493.9294 | 20381.9562 | 17616.1506 | 13152.516 | 10633.0805 | 22733.1191
SAARC | 21105.1122 | 19354.4808 | 16059.3892 | 15488.8057 | 16239.3518 | 22475.2288 | 31047.3105 | 37165.2472
Northeast Asia | 14775.1207 | 23587.3581 | 28191.9146 | 37736.6571 | 49517.8114 | 83761.2195 | 112513.2165 | 293515.0031
Southeast Asia | 8058.8895 | 8058.2436 | 8734.3732 | 13933.8457 | 5539.3859 | 11577.0618 | 17416.3753 | 31757.1693
North America | 60925.2134 | 142011.9976 | 116622.5045 | 81791.9984 | 74931.199 | 102923.9261 | 65306.453 | 90649.672
South America | 17567.8075 | 35991.8227 | 42032.3619 | 23017.7054 | 11787.1618 | 26162.8664 | 27852.9152 | 41042.4533
Global | 192145.8381 | 338509.1004 | 340025.7786 | 296204.5857 | 252588.9827 | 375061.1811 | 349452.867 | 640089.8228
Regions | Total Jobs during the transition - Regional Distribution 2010-15: Total Grid Jobs during the transition - Regional Distribution
| 2015 | 2020 | 2025 | 2030 | 2035 | 2040 | 2045 | 2050
Europe | 0 | 0 | 0 | 0 | 0 | 0 | 0 | 0
Eurasia | 0 | 0 | 17668.7946 | 6863.6609 | 6665.6841 | 1666.421 | 0 | 1666.421
MENA | 0 | 0 | 0 | 0 | 0 | 0 | 0 | 0
Sub-Saharan Africa | 0 | 0 | 5554.7606 | 0 | 9152.2339 | 0 | 4272.746 | 20643.4398
SAARC | 0 | 8043.8419 | 46431.1195 | 36105.3105 | 8594.6499 | 8065.7886 | 17031.3076 | 23086.9986
Northeast Asia | 0 | 0 | 40383.3807 | 60656.226 | 1423.5349 | 1430.5543 | 2875.2166 | 0
Southeast Asia | 0 | 2223.4507 | 1942.6389 | 3577.6581 | 0 | 0 | 3075.9943 | 14861.4272
North America | 0 | 24213.6 | 89792.1 | 7062.3 | 6053.4 | 1008.9 | 2017.8 | 1008.9
South America | 0 | 13585.0269 | 2329.1978 | 2114.0841 | 3837.6745 | 0 | 1791.6291 | 3462.4465
Global | 0 | 48065.9195 | 204101.9921 | 116379.2396 | 35727.1773 | 12171.6639 | 31064.6937 | 64729.6332
Regions | Total Jobs during the transition - Regional Distribution 2010-15: Jobs specific [jobs/TWh,el] - Regional Distribution
| 2015 | 2020 | 2025 | 2030 | 2035 | 2040 | 2045 | 2050
Europe | 520.4262 | 701.2335 | 849.3461 | 771.6337 | 705.5119 | 757.2758 | 697.5126 | 636.8371
Eurasia | 524.813 | 581.4863 | 719.1013 | 498.5055 | 418.4097 | 493.2506 | 506.0412 | 567.671
MENA | 434.9763 | 648.605 | 787.649 | 731.2314 | 670.5222 | 536.6716 | 517.9028 | 509.3236
Sub-Saharan Africa | 2398.974 | 2810.9782 | 3235.0085 | 2998.0585 | 2477.3213 | 2228.5405 | 2150.2028 | 1990.0192
SAARC | 2508.3528 | 2159.6163 | 2349.2506 | 2335.1619 | 1398.7678 | 1129.9569 | 973.5469 | 834.2301
Northeast Asia | 1187.4411 | 882.5177 | 957.2829 | 1022.1395 | 755.4024 | 681.7495 | 620.0601 | 674.8114
Southeast Asia | 997.3569 | 1134.8086 | 1352.0401 | 1540.9123 | 1128.0026 | 829.9729 | 780.5303 | 748.2846
North America | 339.0605 | 434.8584 | 666.089 | 597.6215 | 478.3945 | 465.1 | 388.1952 | 373.6739
South America | 834.8722 | 1668.8872 | 1346.2009 | 1126.6393 | 810.2696 | 825.7127 | 754.0001 | 673.6009
Global | 0 | 0 | 0 | 0 | 0 | 0 | 0 | 0